## Case Setup
Plant Network Studio — Case Setup
Exported: 5/20/2026, 4:33:34 PM
FACILITY INFORMATION
Affiliate | United
Region | MEA
PLANTS | Total: 7
# | Plant Name | Plant ID
1 | OLF | p_olf
2 | EG1 | p_eg1
3 | EG2 | p_eg2
4 | EG3 | p_mp6yclgbp3fp
5 | LAO | p_mp6ycsoo21n5
6 | Utility Unit | p_mpdmz4xpatbe
7 | CO2 | p_mpdsaz4s73bc
NETWORK CONFIGURATION
Network | Key | Assigned Plants | Total Elements
Air Network | air | Utility Unit | —
Fuel Network | fuel | Utility Unit | 6
Specific Energy Consumers | sec | OLF, EG1, EG2, EG3, LAO, Utility Unit, CO2 | 57
Water Network | water | OLF, EG1, EG2 | —
Steam Network | steam | Utility Unit | 56

## Plant Assignments
Plant Network Studio — Plant Assignments
Affiliate: United ¦ Exported: 5/20/2026, 4:33:34 PM
Network | Plant (Area) | Group | Element Type | Count / Assignment | Notes
Fuel Network | Utility Unit [UTI] | Fuel Sources | Fuel Import To Complex | 1
Fuel Network | Utility Unit [UTI] | Fuel Consumers | EG1 | Selected | No equipment specified
Fuel Network | Utility Unit [UTI] | Fuel Consumers | EG2 | Selected | No equipment specified
Fuel Network | Utility Unit [UTI] | Fuel Consumers | EG3 | Selected | No equipment specified
Fuel Network | Utility Unit [UTI] | Fuel Consumers | LAO | Selected | No equipment specified
Fuel Network | Utility Unit [UTI] | Fuel Consumers | Utility Unit — Specific Boiler | 5
Fuel Network | Utility Unit [UTI] | Fuel Consumers | OLF | Selected | No equipment specified
Specific Energy Consumers | OLF [OLF] | Fuel Energy | Furnace | 9
Specific Energy Consumers | OLF [OLF] | Steam Energy | Turbine | 3
Specific Energy Consumers | OLF [OLF] | Steam Energy | Steam Exchanger | 1
Specific Energy Consumers | EG1 [EG1] | Electric Energy | Compressor | 1
Specific Energy Consumers | EG1 [EG1] | Steam Energy | Reboiler | 3
Specific Energy Consumers | EG1 [EG1] | Steam Energy | Live Steam Injection | 2
Specific Energy Consumers | EG1 [EG1] | Steam Energy | Steam Exchanger | 1
Specific Energy Consumers | EG2 [EG2] | Electric Energy | Compressor | 1
Specific Energy Consumers | EG2 [EG2] | Steam Energy | Live Steam Injection | 2
Specific Energy Consumers | EG2 [EG2] | Steam Energy | Reboiler | 3
Specific Energy Consumers | EG2 [EG2] | Steam Energy | Steam Exchanger | 1
Specific Energy Consumers | EG3 [EG3] | Electric Energy | Compressor | 1
Specific Energy Consumers | EG3 [EG3] | Steam Energy | Reboiler | 3
Specific Energy Consumers | LAO [LAO] | Fuel Energy | Feed Preheater | 1
Specific Energy Consumers | Utility Unit [UTI] | Fuel Energy | Boiler | 5
Specific Energy Consumers | Utility Unit [UTI] | Electric Energy | Pump | 4
Specific Energy Consumers | Utility Unit [UTI] | Electric Energy | Compressor | 2
Specific Energy Consumers | Utility Unit [UTI] | Steam Energy | Turbine | 10
Specific Energy Consumers | Utility Unit [UTI] | Steam Energy | Live Steam Injection | 2
Specific Energy Consumers | CO2 [CO2] | Electric Energy | Compressor | 2
Steam Network | Utility Unit [UTI] | Generators | Fuel Fired Boiler | 5
Steam Network | Utility Unit [UTI] | Generators | Waste Heat Boiler | 9
Steam Network | Utility Unit [UTI] | Generators | Steam Import | 4
Steam Network | Utility Unit [UTI] | Consumers | Steam Export | 7
Steam Network | Utility Unit [UTI] | Consumers | Steam Vent | 3
Steam Network | Utility Unit [UTI] | Consumers | Deaerator | 2
Steam Network | Utility Unit [UTI] | Turbines | Backpressure Turbine | 17
Steam Network | Utility Unit [UTI] | Turbines | Extraction-Condensing Turbine | 1

## Fuel Network Attrs
System: United — Network: Fuel Network
⚠ Do NOT edit columns A–E. Fill in F (UOM), G (PI Sensors), H (flag_sip: 1=enable, 0=disable per sensor), I (SIP Min %), J (SIP Max %), K (Formula), L (Default Value). SIP Min/Max only apply when flag_sip=1.
Element ID (key) | Attribute ID (key) | Element Path | Element Type | Attribute Name | UOM | PI Sensors (comma-separated) | flag_sip (per sensor, 1=on, 0=off) | SIP Min % (per sensor, comma-sep, blank=−5%) | SIP Max % (per sensor, comma-sep, blank=+5%) | Formula | Default Value
k_1d3gdfm | k_o6jlrd | United | System | Ambient Temperature | degC | UN.UO.86XI6024.PV
k_1d3gdfm | k_1qgaa4g | United | System | Ambient Pressure | bar
k_1d3gdfm | k_1nlc1f4 | United | System | Relative Humidity | percent | UN.UO.86XI6025.PV
k_1d3gdfm | k_cyok96 | United | System | Annual Operating Hours | h/yr
k_1d3gdfm | k_6m5i7l | United | System | Electricity Cost | USD/kWh
k_1d3gdfm | k_1l97ahl | United | System | Fuel Gas Cost | USD/Nm3
k_1d3gdfm | k_u3oftu | United | System | Steam Cost — VHP | USD/metric_ton
k_1d3gdfm | k_1iq1m9g | United | System | Steam Cost — HP | USD/metric_ton
k_1d3gdfm | k_1iq1m35 | United | System | Steam Cost — MP | USD/metric_ton
k_1d3gdfm | k_1iq1m5s | United | System | Steam Cost — LP | USD/metric_ton
k_1d3gdfm | k_1658ih8 | United | System | Cooling Water Cost | USD/m3
k_rxg7uh | k_o8zgiz | United > OLF | Plant | Plant ID | [6 empty] | p_olf
k_rxgg1b | k_uk6e65 | United > EG1 | Plant | Plant ID | [6 empty] | p_eg1
k_rxgg18 | k_uk47xa | United > EG2 | Plant | Plant ID | [6 empty] | p_eg2
k_rxgg19 | k_uk1ym7 | United > EG3 | Plant | Plant ID | [6 empty] | p_mp6yclgbp3fp
k_rxg526 | k_m3pvl8 | United > LAO | Plant | Plant ID | [6 empty] | p_mp6ycsoo21n5
k_1axq4a | k_19bb18o | United > Utility Unit | Plant | Plant ID | [6 empty] | p_mpdmz4xpatbe
k_rxghb6 | k_vjfowg | United > CO2 | Plant | Plant ID | [6 empty] | p_mpdsaz4s73bc
k_1b93sm7 | k_w16tda | United > Fuel Network > Utility Unit [UTI]A > Fuel SourcesA > UTI Fuel Import To ComplexA-fuel import to complex a | UTI Fuel Import To Complex | Imported Flow | Nm3/h
k_1b93sm7 | k_1ceftun | United > Fuel Network > Utility Unit [UTI]A > Fuel SourcesA > UTI Fuel Import To ComplexA-fuel import to complex a | UTI Fuel Import To Complex | Inlet Pressure | bar
k_1b93sm7 | k_jz4j2u | United > Fuel Network > Utility Unit [UTI]A > Fuel SourcesA > UTI Fuel Import To ComplexA-fuel import to complex a | UTI Fuel Import To Complex | Inlet Temperature | degC
k_1b93sm7 | k_13rnofm | United > Fuel Network > Utility Unit [UTI]A > Fuel SourcesA > UTI Fuel Import To ComplexA-fuel import to complex a | UTI Fuel Import To Complex | LHV | kcal/Nm3
k_1b93sm7 | k_1gri1js | United > Fuel Network > Utility Unit [UTI]A > Fuel SourcesA > UTI Fuel Import To ComplexA-fuel import to complex a | UTI Fuel Import To Complex | Composition
k_xb4yz6 | k_d86v5x | United > Fuel Network > Utility Unit [UTI]A > Fuel ConsumersA > Utility Unit Specific BoilerA-specific_boiler_a | Utility Unit Specific Boiler | Fuel Flow | Nm3/h
k_xb4yz6 | k_1t7l8e4 | United > Fuel Network > Utility Unit [UTI]A > Fuel ConsumersA > Utility Unit Specific BoilerA-specific_boiler_a | Utility Unit Specific Boiler | Steam Output | metric_ton/h
k_xb4yz6 | k_yoalet | United > Fuel Network > Utility Unit [UTI]A > Fuel ConsumersA > Utility Unit Specific BoilerA-specific_boiler_a | Utility Unit Specific Boiler | Boiler Efficiency | percent
k_xb4yz6 | k_1ih6bqj | United > Fuel Network > Utility Unit [UTI]A > Fuel ConsumersA > Utility Unit Specific BoilerA-specific_boiler_a | Utility Unit Specific Boiler | Excess O2 | percent
k_1pywgyu | k_jep5th | United > Fuel Network > Utility Unit [UTI]A > Fuel ConsumersA > Utility Unit Specific BoilerA-specific_boiler_a > Utility Unit Specific Boiler Air PreheaterA | Utility Unit Specific Boiler Air Preheater | Air Inlet Temperature | degC
k_1pywgyu | k_s6jxy4 | United > Fuel Network > Utility Unit [UTI]A > Fuel ConsumersA > Utility Unit Specific BoilerA-specific_boiler_a > Utility Unit Specific Boiler Air PreheaterA | Utility Unit Specific Boiler Air Preheater | Air Outlet Temperature | degC
k_1pywgyu | k_i88nss | United > Fuel Network > Utility Unit [UTI]A > Fuel ConsumersA > Utility Unit Specific BoilerA-specific_boiler_a > Utility Unit Specific Boiler Air PreheaterA | Utility Unit Specific Boiler Air Preheater | Air Side Differential Pressure | bar
k_1pywgyu | k_1i3cbqt | United > Fuel Network > Utility Unit [UTI]A > Fuel ConsumersA > Utility Unit Specific BoilerA-specific_boiler_a > Utility Unit Specific Boiler Air PreheaterA | Utility Unit Specific Boiler Air Preheater | Flue Inlet Temperature | degC
k_1pywgyu | k_1dtasbg | United > Fuel Network > Utility Unit [UTI]A > Fuel ConsumersA > Utility Unit Specific BoilerA-specific_boiler_a > Utility Unit Specific Boiler Air PreheaterA | Utility Unit Specific Boiler Air Preheater | Flue Outlet Temperature | degC
k_1pywgyu | k_9kpv3t | United > Fuel Network > Utility Unit [UTI]A > Fuel ConsumersA > Utility Unit Specific BoilerA-specific_boiler_a > Utility Unit Specific Boiler Air PreheaterA | Utility Unit Specific Boiler Air Preheater | Leakage | percent
k_eme1mq | k_padus4 | United > Fuel Network > Utility Unit [UTI]A > Fuel ConsumersA > Utility Unit Specific BoilerA-specific_boiler_a > Utility Unit Specific Boiler BFW SystemA | Utility Unit Specific Boiler BFW System | BFW Header Pressure | bar
k_eme1mq | k_1gywpj1 | United > Fuel Network > Utility Unit [UTI]A > Fuel ConsumersA > Utility Unit Specific BoilerA-specific_boiler_a > Utility Unit Specific Boiler BFW SystemA | Utility Unit Specific Boiler BFW System | BFW Header Temperature | degC
k_eme1mq | k_16g24na | United > Fuel Network > Utility Unit [UTI]A > Fuel ConsumersA > Utility Unit Specific BoilerA-specific_boiler_a > Utility Unit Specific Boiler BFW SystemA | Utility Unit Specific Boiler BFW System | BFW Inlet Flow | metric_ton/h
k_eme1mq | k_1itwenx | United > Fuel Network > Utility Unit [UTI]A > Fuel ConsumersA > Utility Unit Specific BoilerA-specific_boiler_a > Utility Unit Specific Boiler BFW SystemA | Utility Unit Specific Boiler BFW System | BFW Quality (Conductivity) | uS/cm
k_7gnm3z | k_tgdgiw | United > Fuel Network > Utility Unit [UTI]A > Fuel ConsumersA > Utility Unit Specific BoilerA-specific_boiler_a > Utility Unit Specific Boiler BFW SystemA > Utility Unit Specific Boiler BFW PumpA | Utility Unit Specific Boiler BFW Pump | Bearing Temperature | degC
k_7gnm3z | k_gsyyli | United > Fuel Network > Utility Unit [UTI]A > Fuel ConsumersA > Utility Unit Specific BoilerA-specific_boiler_a > Utility Unit Specific Boiler BFW SystemA > Utility Unit Specific Boiler BFW PumpA | Utility Unit Specific Boiler BFW Pump | Discharge Flow | metric_ton/h
k_7gnm3z | k_dpko41 | United > Fuel Network > Utility Unit [UTI]A > Fuel ConsumersA > Utility Unit Specific BoilerA-specific_boiler_a > Utility Unit Specific Boiler BFW SystemA > Utility Unit Specific Boiler BFW PumpA | Utility Unit Specific Boiler BFW Pump | Discharge Pressure | bar
k_7gnm3z | k_pu3wia | United > Fuel Network > Utility Unit [UTI]A > Fuel ConsumersA > Utility Unit Specific BoilerA-specific_boiler_a > Utility Unit Specific Boiler BFW SystemA > Utility Unit Specific Boiler BFW PumpA | Utility Unit Specific Boiler BFW Pump | Driver Steam Flow | metric_ton/h
k_7gnm3z | k_1dzbk9e | United > Fuel Network > Utility Unit [UTI]A > Fuel ConsumersA > Utility Unit Specific BoilerA-specific_boiler_a > Utility Unit Specific Boiler BFW SystemA > Utility Unit Specific Boiler BFW PumpA | Utility Unit Specific Boiler BFW Pump | Motor Current | A
k_7gnm3z | k_1c1sb74 | United > Fuel Network > Utility Unit [UTI]A > Fuel ConsumersA > Utility Unit Specific BoilerA-specific_boiler_a > Utility Unit Specific Boiler BFW SystemA > Utility Unit Specific Boiler BFW PumpA | Utility Unit Specific Boiler BFW Pump | Power Output | kW
k_7gnm3z | k_6grqif | United > Fuel Network > Utility Unit [UTI]A > Fuel ConsumersA > Utility Unit Specific BoilerA-specific_boiler_a > Utility Unit Specific Boiler BFW SystemA > Utility Unit Specific Boiler BFW PumpA | Utility Unit Specific Boiler BFW Pump | Speed | rpm
k_7gnm3z | k_qnkr58 | United > Fuel Network > Utility Unit [UTI]A > Fuel ConsumersA > Utility Unit Specific BoilerA-specific_boiler_a > Utility Unit Specific Boiler BFW SystemA > Utility Unit Specific Boiler BFW PumpA | Utility Unit Specific Boiler BFW Pump | Suction Pressure | bar
k_7gnm3z | k_jyvo8y | United > Fuel Network > Utility Unit [UTI]A > Fuel ConsumersA > Utility Unit Specific BoilerA-specific_boiler_a > Utility Unit Specific Boiler BFW SystemA > Utility Unit Specific Boiler BFW PumpA | Utility Unit Specific Boiler BFW Pump | Vibration | mm/s
k_u6r93p | k_1ogz53l | United > Fuel Network > Utility Unit [UTI]A > Fuel ConsumersA > Utility Unit Specific BoilerA-specific_boiler_a > Utility Unit Specific Boiler Blowdown SystemA | Utility Unit Specific Boiler Blowdown System | Blowdown Conductivity | uS/cm
k_u6r93p | k_1m0r710 | United > Fuel Network > Utility Unit [UTI]A > Fuel ConsumersA > Utility Unit Specific BoilerA-specific_boiler_a > Utility Unit Specific Boiler Blowdown SystemA | Utility Unit Specific Boiler Blowdown System | Blowdown Flow Controller Opening | percent
k_u6r93p | k_1hsgdyl | United > Fuel Network > Utility Unit [UTI]A > Fuel ConsumersA > Utility Unit Specific BoilerA-specific_boiler_a > Utility Unit Specific Boiler Blowdown SystemA | Utility Unit Specific Boiler Blowdown System | Blowdown TDS | ppm
k_u6r93p | k_d7exbl | United > Fuel Network > Utility Unit [UTI]A > Fuel ConsumersA > Utility Unit Specific BoilerA-specific_boiler_a > Utility Unit Specific Boiler Blowdown SystemA | Utility Unit Specific Boiler Blowdown System | Continuous Blowdown Flow | metric_ton/h
k_u6r93p | k_bfnjox | United > Fuel Network > Utility Unit [UTI]A > Fuel ConsumersA > Utility Unit Specific BoilerA-specific_boiler_a > Utility Unit Specific Boiler Blowdown SystemA | Utility Unit Specific Boiler Blowdown System | Flash Drum Pressure | bar
k_u6r93p | k_1oc8qw6 | United > Fuel Network > Utility Unit [UTI]A > Fuel ConsumersA > Utility Unit Specific BoilerA-specific_boiler_a > Utility Unit Specific Boiler Blowdown SystemA | Utility Unit Specific Boiler Blowdown System | Flash Steam Flow | metric_ton/h
k_u6r93p | k_1m29pyb | United > Fuel Network > Utility Unit [UTI]A > Fuel ConsumersA > Utility Unit Specific BoilerA-specific_boiler_a > Utility Unit Specific Boiler Blowdown SystemA | Utility Unit Specific Boiler Blowdown System | Intermittent Blowdown Flow | metric_ton/h
k_1of2820 | k_vj4nnz | United > Fuel Network > Utility Unit [UTI]A > Fuel ConsumersA > Utility Unit Specific BoilerA-specific_boiler_a > Utility Unit Specific Boiler Combustion SystemA | Utility Unit Specific Boiler Combustion System | Atomizing Steam Flow | metric_ton/h
k_1of2820 | k_1fttb5d | United > Fuel Network > Utility Unit [UTI]A > Fuel ConsumersA > Utility Unit Specific BoilerA-specific_boiler_a > Utility Unit Specific Boiler Combustion SystemA | Utility Unit Specific Boiler Combustion System | Burner Header Pressure | bar
k_1of2820 | k_4ysgin | United > Fuel Network > Utility Unit [UTI]A > Fuel ConsumersA > Utility Unit Specific BoilerA-specific_boiler_a > Utility Unit Specific Boiler Combustion SystemA | Utility Unit Specific Boiler Combustion System | Excess O2 Setpoint | vol%
k_1of2820 | k_1470z4u | United > Fuel Network > Utility Unit [UTI]A > Fuel ConsumersA > Utility Unit Specific BoilerA-specific_boiler_a > Utility Unit Specific Boiler Combustion SystemA | Utility Unit Specific Boiler Combustion System | Pilot Gas Flow | metric_ton/h
k_1of2820 | k_nkh0dg | United > Fuel Network > Utility Unit [UTI]A > Fuel ConsumersA > Utility Unit Specific BoilerA-specific_boiler_a > Utility Unit Specific Boiler Combustion SystemA | Utility Unit Specific Boiler Combustion System | Total Combustion Air Flow | Nm3/h
k_ykcy36 | k_lcv4yh | United > Fuel Network > Utility Unit [UTI]A > Fuel ConsumersA > Utility Unit Specific BoilerA-specific_boiler_a > Utility Unit Specific Boiler Combustion SystemA > Utility Unit Specific Boiler BurnerA | Utility Unit Specific Boiler Burner | Burner Air Flow | Nm3/h
k_ykcy36 | k_1qe3g7z | United > Fuel Network > Utility Unit [UTI]A > Fuel ConsumersA > Utility Unit Specific BoilerA-specific_boiler_a > Utility Unit Specific Boiler Combustion SystemA > Utility Unit Specific Boiler BurnerA | Utility Unit Specific Boiler Burner | Burner Backpressure | bar
k_ykcy36 | k_jsgj2x | United > Fuel Network > Utility Unit [UTI]A > Fuel ConsumersA > Utility Unit Specific BoilerA-specific_boiler_a > Utility Unit Specific Boiler Combustion SystemA > Utility Unit Specific Boiler BurnerA | Utility Unit Specific Boiler Burner | Burner Fuel Flow | Nm3/h
k_ykcy36 | k_hx9zne | United > Fuel Network > Utility Unit [UTI]A > Fuel ConsumersA > Utility Unit Specific BoilerA-specific_boiler_a > Utility Unit Specific Boiler Combustion SystemA > Utility Unit Specific Boiler BurnerA | Utility Unit Specific Boiler Burner | Flame Status
k_ykcy36 | k_4zhzqv | United > Fuel Network > Utility Unit [UTI]A > Fuel ConsumersA > Utility Unit Specific BoilerA-specific_boiler_a > Utility Unit Specific Boiler Combustion SystemA > Utility Unit Specific Boiler BurnerA | Utility Unit Specific Boiler Burner | Pilot Status
k_dlz383 | k_1k3c6tg | United > Fuel Network > Utility Unit [UTI]A > Fuel ConsumersA > Utility Unit Specific BoilerA-specific_boiler_a > Utility Unit Specific Boiler Convection SectionA | Utility Unit Specific Boiler Convection Section | Draft at Arch | mmH2O
k_dlz383 | k_1wc6t28 | United > Fuel Network > Utility Unit [UTI]A > Fuel ConsumersA > Utility Unit Specific BoilerA-specific_boiler_a > Utility Unit Specific Boiler Convection SectionA | Utility Unit Specific Boiler Convection Section | Flue Inlet Temperature | degC
k_dlz383 | k_8xhlpl | United > Fuel Network > Utility Unit [UTI]A > Fuel ConsumersA > Utility Unit Specific BoilerA-specific_boiler_a > Utility Unit Specific Boiler Convection SectionA | Utility Unit Specific Boiler Convection Section | Flue Outlet Temperature | degC
k_1gtk2pn | k_1ym3nuk | United > Fuel Network > Utility Unit [UTI]A > Fuel ConsumersA > Utility Unit Specific BoilerA-specific_boiler_a > Utility Unit Specific Boiler DesuperheaterA | Utility Unit Specific Boiler Desuperheater | Inlet Steam Temperature | degC
k_1gtk2pn | k_i3049j | United > Fuel Network > Utility Unit [UTI]A > Fuel ConsumersA > Utility Unit Specific BoilerA-specific_boiler_a > Utility Unit Specific Boiler DesuperheaterA | Utility Unit Specific Boiler Desuperheater | Outlet Steam Setpoint | degC
k_1gtk2pn | k_6k66wl | United > Fuel Network > Utility Unit [UTI]A > Fuel ConsumersA > Utility Unit Specific BoilerA-specific_boiler_a > Utility Unit Specific Boiler DesuperheaterA | Utility Unit Specific Boiler Desuperheater | Outlet Steam Temperature | degC
k_1gtk2pn | k_x90s7l | United > Fuel Network > Utility Unit [UTI]A > Fuel ConsumersA > Utility Unit Specific BoilerA-specific_boiler_a > Utility Unit Specific Boiler DesuperheaterA | Utility Unit Specific Boiler Desuperheater | Spray Valve Opening | percent
k_1gtk2pn | k_1o8jqga | United > Fuel Network > Utility Unit [UTI]A > Fuel ConsumersA > Utility Unit Specific BoilerA-specific_boiler_a > Utility Unit Specific Boiler DesuperheaterA | Utility Unit Specific Boiler Desuperheater | Spray Water Flow | metric_ton/h
k_2wfs51 | k_14ewxxr | United > Fuel Network > Utility Unit [UTI]A > Fuel ConsumersA > Utility Unit Specific BoilerA-specific_boiler_a > Utility Unit Specific Boiler EconomizerA | Utility Unit Specific Boiler Economizer | BFW Inlet Temperature | degC
k_2wfs51 | k_1r1jzxi | United > Fuel Network > Utility Unit [UTI]A > Fuel ConsumersA > Utility Unit Specific BoilerA-specific_boiler_a > Utility Unit Specific Boiler EconomizerA | Utility Unit Specific Boiler Economizer | BFW Outlet Temperature | degC
k_2wfs51 | k_n0wjeu | United > Fuel Network > Utility Unit [UTI]A > Fuel ConsumersA > Utility Unit Specific BoilerA-specific_boiler_a > Utility Unit Specific Boiler EconomizerA | Utility Unit Specific Boiler Economizer | Flue Inlet Temperature | degC
k_2wfs51 | k_1ksr3v3 | United > Fuel Network > Utility Unit [UTI]A > Fuel ConsumersA > Utility Unit Specific BoilerA-specific_boiler_a > Utility Unit Specific Boiler EconomizerA | Utility Unit Specific Boiler Economizer | Flue Outlet Temperature | degC
k_2t5jai | k_1h4v8ty | United > Fuel Network > Utility Unit [UTI]A > Fuel ConsumersA > Utility Unit Specific BoilerA-specific_boiler_a > Utility Unit Specific Boiler Evaporator SectionA | Utility Unit Specific Boiler Evaporator Section | Inlet Gas Temperature | degC
k_2t5jai | k_va8v1b | United > Fuel Network > Utility Unit [UTI]A > Fuel ConsumersA > Utility Unit Specific BoilerA-specific_boiler_a > Utility Unit Specific Boiler Evaporator SectionA | Utility Unit Specific Boiler Evaporator Section | Outlet Gas Temperature | degC
k_2t5jai | k_1912g7x | United > Fuel Network > Utility Unit [UTI]A > Fuel ConsumersA > Utility Unit Specific BoilerA-specific_boiler_a > Utility Unit Specific Boiler Evaporator SectionA | Utility Unit Specific Boiler Evaporator Section | Steam Generation | metric_ton/h
k_2t5jai | k_arrfbr | United > Fuel Network > Utility Unit [UTI]A > Fuel ConsumersA > Utility Unit Specific BoilerA-specific_boiler_a > Utility Unit Specific Boiler Evaporator SectionA | Utility Unit Specific Boiler Evaporator Section | Tube Differential Pressure | bar
k_1a9lxbz | k_1wzrc8o | United > Fuel Network > Utility Unit [UTI]A > Fuel ConsumersA > Utility Unit Specific BoilerA-specific_boiler_a > Utility Unit Specific Boiler FD FanA | Utility Unit Specific Boiler FD Fan | Bearing Temperature | degC
k_1a9lxbz | k_hpy3wh | United > Fuel Network > Utility Unit [UTI]A > Fuel ConsumersA > Utility Unit Specific BoilerA-specific_boiler_a > Utility Unit Specific Boiler FD FanA | Utility Unit Specific Boiler FD Fan | Discharge Pressure | bar
k_1a9lxbz | k_1lgv1q9 | United > Fuel Network > Utility Unit [UTI]A > Fuel ConsumersA > Utility Unit Specific BoilerA-specific_boiler_a > Utility Unit Specific Boiler FD FanA | Utility Unit Specific Boiler FD Fan | Inlet Damper Opening | percent
k_1a9lxbz | k_1kyqf42 | United > Fuel Network > Utility Unit [UTI]A > Fuel ConsumersA > Utility Unit Specific BoilerA-specific_boiler_a > Utility Unit Specific Boiler FD FanA | Utility Unit Specific Boiler FD Fan | Motor Current | A
k_1a9lxbz | k_5liexz | United > Fuel Network > Utility Unit [UTI]A > Fuel ConsumersA > Utility Unit Specific BoilerA-specific_boiler_a > Utility Unit Specific Boiler FD FanA | Utility Unit Specific Boiler FD Fan | Speed | rpm
k_1a9lxbz | k_fuhm8i | United > Fuel Network > Utility Unit [UTI]A > Fuel ConsumersA > Utility Unit Specific BoilerA-specific_boiler_a > Utility Unit Specific Boiler FD FanA | Utility Unit Specific Boiler FD Fan | Vibration | mm/s
k_vyuvzk | k_1yknxh3 | United > Fuel Network > Utility Unit [UTI]A > Fuel ConsumersA > Utility Unit Specific BoilerA-specific_boiler_a > Utility Unit Specific Boiler ID FanA | Utility Unit Specific Boiler ID Fan | Bearing Temperature | degC
k_vyuvzk | k_itw8z2 | United > Fuel Network > Utility Unit [UTI]A > Fuel ConsumersA > Utility Unit Specific BoilerA-specific_boiler_a > Utility Unit Specific Boiler ID FanA | Utility Unit Specific Boiler ID Fan | Discharge Pressure | bar
k_vyuvzk | k_hca78u | United > Fuel Network > Utility Unit [UTI]A > Fuel ConsumersA > Utility Unit Specific BoilerA-specific_boiler_a > Utility Unit Specific Boiler ID FanA | Utility Unit Specific Boiler ID Fan | Inlet Damper Opening | percent
k_vyuvzk | k_1bsnebx | United > Fuel Network > Utility Unit [UTI]A > Fuel ConsumersA > Utility Unit Specific BoilerA-specific_boiler_a > Utility Unit Specific Boiler ID FanA | Utility Unit Specific Boiler ID Fan | Motor Current | A
k_vyuvzk | k_11n4aug | United > Fuel Network > Utility Unit [UTI]A > Fuel ConsumersA > Utility Unit Specific BoilerA-specific_boiler_a > Utility Unit Specific Boiler ID FanA | Utility Unit Specific Boiler ID Fan | Speed | rpm
k_vyuvzk | k_cznbz1 | United > Fuel Network > Utility Unit [UTI]A > Fuel ConsumersA > Utility Unit Specific BoilerA-specific_boiler_a > Utility Unit Specific Boiler ID FanA | Utility Unit Specific Boiler ID Fan | Vibration | mm/s
k_1d9e5so | k_1gx0ttj | United > Fuel Network > Utility Unit [UTI]A > Fuel ConsumersA > Utility Unit Specific BoilerA-specific_boiler_a > Utility Unit Specific Boiler Radiant SectionA | Utility Unit Specific Boiler Radiant Section | Box Draft | mmH2O
k_1d9e5so | k_1v64u7v | United > Fuel Network > Utility Unit [UTI]A > Fuel ConsumersA > Utility Unit Specific BoilerA-specific_boiler_a > Utility Unit Specific Boiler Radiant SectionA | Utility Unit Specific Boiler Radiant Section | Radiant Box Temperature | degC
k_1d9e5so | k_1t1vb3y | United > Fuel Network > Utility Unit [UTI]A > Fuel ConsumersA > Utility Unit Specific BoilerA-specific_boiler_a > Utility Unit Specific Boiler Radiant SectionA | Utility Unit Specific Boiler Radiant Section | Tube Skin Temperature (TMT) | degC
k_1clqogn | k_bg1o8c | United > Fuel Network > Utility Unit [UTI]A > Fuel ConsumersA > Utility Unit Specific BoilerA-specific_boiler_a > Utility Unit Specific Boiler Soot Blower SystemA | Utility Unit Specific Boiler Soot Blower System | Cycle Status
k_1clqogn | k_10uj6ta | United > Fuel Network > Utility Unit [UTI]A > Fuel ConsumersA > Utility Unit Specific BoilerA-specific_boiler_a > Utility Unit Specific Boiler Soot Blower SystemA | Utility Unit Specific Boiler Soot Blower System | Last Run Time | h
k_1clqogn | k_1d57x3m | United > Fuel Network > Utility Unit [UTI]A > Fuel ConsumersA > Utility Unit Specific BoilerA-specific_boiler_a > Utility Unit Specific Boiler Soot Blower SystemA | Utility Unit Specific Boiler Soot Blower System | Soot Blower Steam Flow | metric_ton/h
k_1clqogn | k_1omxyn9 | United > Fuel Network > Utility Unit [UTI]A > Fuel ConsumersA > Utility Unit Specific BoilerA-specific_boiler_a > Utility Unit Specific Boiler Soot Blower SystemA | Utility Unit Specific Boiler Soot Blower System | Soot Blower Steam Pressure | bar
k_19cps4a | k_1borqht | United > Fuel Network > Utility Unit [UTI]A > Fuel ConsumersA > Utility Unit Specific BoilerA-specific_boiler_a > Utility Unit Specific Boiler StackA | Utility Unit Specific Boiler Stack | CO in Flue Gas | ppm
k_19cps4a | k_18ek9mg | United > Fuel Network > Utility Unit [UTI]A > Fuel ConsumersA > Utility Unit Specific BoilerA-specific_boiler_a > Utility Unit Specific Boiler StackA | Utility Unit Specific Boiler Stack | Flue Gas Flow | Nm3/h
k_19cps4a | k_qegfat | United > Fuel Network > Utility Unit [UTI]A > Fuel ConsumersA > Utility Unit Specific BoilerA-specific_boiler_a > Utility Unit Specific Boiler StackA | Utility Unit Specific Boiler Stack | NOx Emission | ppm
k_19cps4a | k_1dfvets | United > Fuel Network > Utility Unit [UTI]A > Fuel ConsumersA > Utility Unit Specific BoilerA-specific_boiler_a > Utility Unit Specific Boiler StackA | Utility Unit Specific Boiler Stack | O2 in Flue Gas | vol%
k_19cps4a | k_10ch5u0 | United > Fuel Network > Utility Unit [UTI]A > Fuel ConsumersA > Utility Unit Specific BoilerA-specific_boiler_a > Utility Unit Specific Boiler StackA | Utility Unit Specific Boiler Stack | SOx Emission | ppm
k_19cps4a | k_1n4ikoe | United > Fuel Network > Utility Unit [UTI]A > Fuel ConsumersA > Utility Unit Specific BoilerA-specific_boiler_a > Utility Unit Specific Boiler StackA | Utility Unit Specific Boiler Stack | Stack Draft | mmH2O
k_19cps4a | k_n4th3b | United > Fuel Network > Utility Unit [UTI]A > Fuel ConsumersA > Utility Unit Specific BoilerA-specific_boiler_a > Utility Unit Specific Boiler StackA | Utility Unit Specific Boiler Stack | Stack Temperature | degC
k_xndk9g | k_1st4gab | United > Fuel Network > Utility Unit [UTI]A > Fuel ConsumersA > Utility Unit Specific BoilerA-specific_boiler_a > Utility Unit Specific Boiler Steam DrumA | Utility Unit Specific Boiler Steam Drum | Drum Level | percent
k_xndk9g | k_xp8080 | United > Fuel Network > Utility Unit [UTI]A > Fuel ConsumersA > Utility Unit Specific BoilerA-specific_boiler_a > Utility Unit Specific Boiler Steam DrumA | Utility Unit Specific Boiler Steam Drum | Drum Pressure | bar
k_xndk9g | k_q0lcp5 | United > Fuel Network > Utility Unit [UTI]A > Fuel ConsumersA > Utility Unit Specific BoilerA-specific_boiler_a > Utility Unit Specific Boiler Steam DrumA | Utility Unit Specific Boiler Steam Drum | Drum Temperature | degC
k_xndk9g | k_1aln8im | United > Fuel Network > Utility Unit [UTI]A > Fuel ConsumersA > Utility Unit Specific BoilerA-specific_boiler_a > Utility Unit Specific Boiler Steam DrumA | Utility Unit Specific Boiler Steam Drum | Drum Vent Flow | metric_ton/h
k_c2ihbu | k_14mk3np | United > Fuel Network > Utility Unit [UTI]A > Fuel ConsumersA > Utility Unit Specific BoilerA-specific_boiler_a > Utility Unit Specific Boiler SuperheaterA | Utility Unit Specific Boiler Superheater | Attemperator Flow Opening | percent
k_c2ihbu | k_lwg2c8 | United > Fuel Network > Utility Unit [UTI]A > Fuel ConsumersA > Utility Unit Specific BoilerA-specific_boiler_a > Utility Unit Specific Boiler SuperheaterA | Utility Unit Specific Boiler Superheater | Attemperator Spray Flow | metric_ton/h
k_c2ihbu | k_1gfrbtg | United > Fuel Network > Utility Unit [UTI]A > Fuel ConsumersA > Utility Unit Specific BoilerA-specific_boiler_a > Utility Unit Specific Boiler SuperheaterA | Utility Unit Specific Boiler Superheater | Steam Inlet Pressure | bar
k_c2ihbu | k_10af8ot | United > Fuel Network > Utility Unit [UTI]A > Fuel ConsumersA > Utility Unit Specific BoilerA-specific_boiler_a > Utility Unit Specific Boiler SuperheaterA | Utility Unit Specific Boiler Superheater | Steam Inlet Temperature | degC
k_c2ihbu | k_pc8e8t | United > Fuel Network > Utility Unit [UTI]A > Fuel ConsumersA > Utility Unit Specific BoilerA-specific_boiler_a > Utility Unit Specific Boiler SuperheaterA | Utility Unit Specific Boiler Superheater | Steam Outlet Pressure | bar
k_c2ihbu | k_z94dck | United > Fuel Network > Utility Unit [UTI]A > Fuel ConsumersA > Utility Unit Specific BoilerA-specific_boiler_a > Utility Unit Specific Boiler SuperheaterA | Utility Unit Specific Boiler Superheater | Steam Outlet Temperature | degC
k_c2ihbu | k_5vqhio | United > Fuel Network > Utility Unit [UTI]A > Fuel ConsumersA > Utility Unit Specific BoilerA-specific_boiler_a > Utility Unit Specific Boiler SuperheaterA | Utility Unit Specific Boiler Superheater | Tube Skin Temperature | degC
k_1iybob6 | k_18l37p | United > Fuel Network > Utility Unit [UTI]A > Fuel ConsumersA > Utility Unit Specific BoilerB-specific_boiler_b | Utility Unit Specific Boiler | Fuel Flow | Nm3/h
k_1iybob6 | k_12a8igs | United > Fuel Network > Utility Unit [UTI]A > Fuel ConsumersA > Utility Unit Specific BoilerB-specific_boiler_b | Utility Unit Specific Boiler | Steam Output | metric_ton/h
k_1iybob6 | k_11v84rp | United > Fuel Network > Utility Unit [UTI]A > Fuel ConsumersA > Utility Unit Specific BoilerB-specific_boiler_b | Utility Unit Specific Boiler | Boiler Efficiency | percent
k_1iybob6 | k_1alli23 | United > Fuel Network > Utility Unit [UTI]A > Fuel ConsumersA > Utility Unit Specific BoilerB-specific_boiler_b | Utility Unit Specific Boiler | Excess O2 | percent
k_h32946 | k_15gwgol | United > Fuel Network > Utility Unit [UTI]A > Fuel ConsumersA > Utility Unit Specific BoilerB-specific_boiler_b > Utility Unit Specific Boiler Air PreheaterA | Utility Unit Specific Boiler Air Preheater | Air Inlet Temperature | degC
k_h32946 | k_1nffn4s | United > Fuel Network > Utility Unit [UTI]A > Fuel ConsumersA > Utility Unit Specific BoilerB-specific_boiler_b > Utility Unit Specific Boiler Air PreheaterA | Utility Unit Specific Boiler Air Preheater | Air Outlet Temperature | degC
k_h32946 | k_18dqsl8 | United > Fuel Network > Utility Unit [UTI]A > Fuel ConsumersA > Utility Unit Specific BoilerB-specific_boiler_b > Utility Unit Specific Boiler Air PreheaterA | Utility Unit Specific Boiler Air Preheater | Air Side Differential Pressure | bar
k_h32946 | k_n4fb1x | United > Fuel Network > Utility Unit [UTI]A > Fuel ConsumersA > Utility Unit Specific BoilerB-specific_boiler_b > Utility Unit Specific Boiler Air PreheaterA | Utility Unit Specific Boiler Air Preheater | Flue Inlet Temperature | degC
k_h32946 | k_8pamqk | United > Fuel Network > Utility Unit [UTI]A > Fuel ConsumersA > Utility Unit Specific BoilerB-specific_boiler_b > Utility Unit Specific Boiler Air PreheaterA | Utility Unit Specific Boiler Air Preheater | Flue Outlet Temperature | degC
k_h32946 | k_57kgvt | United > Fuel Network > Utility Unit [UTI]A > Fuel ConsumersA > Utility Unit Specific BoilerB-specific_boiler_b > Utility Unit Specific Boiler Air PreheaterA | Utility Unit Specific Boiler Air Preheater | Leakage | percent
k_5zkd1e | k_apk6z8 | United > Fuel Network > Utility Unit [UTI]A > Fuel ConsumersA > Utility Unit Specific BoilerB-specific_boiler_b > Utility Unit Specific Boiler BFW SystemA | Utility Unit Specific Boiler BFW System | BFW Header Pressure | bar
k_5zkd1e | k_1fm99tp | United > Fuel Network > Utility Unit [UTI]A > Fuel ConsumersA > Utility Unit Specific BoilerB-specific_boiler_b > Utility Unit Specific Boiler BFW SystemA | Utility Unit Specific Boiler BFW System | BFW Header Temperature | degC
k_5zkd1e | k_l84gxy | United > Fuel Network > Utility Unit [UTI]A > Fuel ConsumersA > Utility Unit Specific BoilerB-specific_boiler_b > Utility Unit Specific Boiler BFW SystemA | Utility Unit Specific Boiler BFW System | BFW Inlet Flow | metric_ton/h
k_5zkd1e | k_17xwfst | United > Fuel Network > Utility Unit [UTI]A > Fuel ConsumersA > Utility Unit Specific BoilerB-specific_boiler_b > Utility Unit Specific Boiler BFW SystemA | Utility Unit Specific Boiler BFW System | BFW Quality (Conductivity) | uS/cm
k_v7oh2n | k_nbs7jc | United > Fuel Network > Utility Unit [UTI]A > Fuel ConsumersA > Utility Unit Specific BoilerB-specific_boiler_b > Utility Unit Specific Boiler BFW SystemA > Utility Unit Specific Boiler BFW PumpA | Utility Unit Specific Boiler BFW Pump | Bearing Temperature | degC
k_v7oh2n | k_od8y92 | United > Fuel Network > Utility Unit [UTI]A > Fuel ConsumersA > Utility Unit Specific BoilerB-specific_boiler_b > Utility Unit Specific Boiler BFW SystemA > Utility Unit Specific Boiler BFW PumpA | Utility Unit Specific Boiler BFW Pump | Discharge Flow | metric_ton/h
k_v7oh2n | k_1wqylzl | United > Fuel Network > Utility Unit [UTI]A > Fuel ConsumersA > Utility Unit Specific BoilerB-specific_boiler_b > Utility Unit Specific Boiler BFW SystemA > Utility Unit Specific Boiler BFW PumpA | Utility Unit Specific Boiler BFW Pump | Discharge Pressure | bar
k_v7oh2n | k_1xv1t02 | United > Fuel Network > Utility Unit [UTI]A > Fuel ConsumersA > Utility Unit Specific BoilerB-specific_boiler_b > Utility Unit Specific Boiler BFW SystemA > Utility Unit Specific Boiler BFW PumpA | Utility Unit Specific Boiler BFW Pump | Driver Steam Flow | metric_ton/h
k_v7oh2n | k_1iepmdu | United > Fuel Network > Utility Unit [UTI]A > Fuel ConsumersA > Utility Unit Specific BoilerB-specific_boiler_b > Utility Unit Specific Boiler BFW SystemA > Utility Unit Specific Boiler BFW PumpA | Utility Unit Specific Boiler BFW Pump | Motor Current | A
k_v7oh2n | k_1f4bsds | United > Fuel Network > Utility Unit [UTI]A > Fuel ConsumersA > Utility Unit Specific BoilerB-specific_boiler_b > Utility Unit Specific Boiler BFW SystemA > Utility Unit Specific Boiler BFW PumpA | Utility Unit Specific Boiler BFW Pump | Power Output | kW
k_v7oh2n | k_fh5cjb | United > Fuel Network > Utility Unit [UTI]A > Fuel ConsumersA > Utility Unit Specific BoilerB-specific_boiler_b > Utility Unit Specific Boiler BFW SystemA > Utility Unit Specific Boiler BFW PumpA | Utility Unit Specific Boiler BFW Pump | Speed | rpm
k_v7oh2n | k_kktr1o | United > Fuel Network > Utility Unit [UTI]A > Fuel ConsumersA > Utility Unit Specific BoilerB-specific_boiler_b > Utility Unit Specific Boiler BFW SystemA > Utility Unit Specific Boiler BFW PumpA | Utility Unit Specific Boiler BFW Pump | Suction Pressure | bar
k_v7oh2n | k_5zcjm | United > Fuel Network > Utility Unit [UTI]A > Fuel ConsumersA > Utility Unit Specific BoilerB-specific_boiler_b > Utility Unit Specific Boiler BFW SystemA > Utility Unit Specific Boiler BFW PumpA | Utility Unit Specific Boiler BFW Pump | Vibration | mm/s
k_1rcnogl | k_rd4mhd | United > Fuel Network > Utility Unit [UTI]A > Fuel ConsumersA > Utility Unit Specific BoilerB-specific_boiler_b > Utility Unit Specific Boiler Blowdown SystemA | Utility Unit Specific Boiler Blowdown System | Blowdown Conductivity | uS/cm
k_1rcnogl | k_b4026s | United > Fuel Network > Utility Unit [UTI]A > Fuel ConsumersA > Utility Unit Specific BoilerB-specific_boiler_b > Utility Unit Specific Boiler Blowdown SystemA | Utility Unit Specific Boiler Blowdown System | Blowdown Flow Controller Opening | percent
k_1rcnogl | k_1lmso6l | United > Fuel Network > Utility Unit [UTI]A > Fuel ConsumersA > Utility Unit Specific BoilerB-specific_boiler_b > Utility Unit Specific Boiler Blowdown SystemA | Utility Unit Specific Boiler Blowdown System | Blowdown TDS | ppm
k_1rcnogl | k_87ixdd | United > Fuel Network > Utility Unit [UTI]A > Fuel ConsumersA > Utility Unit Specific BoilerB-specific_boiler_b > Utility Unit Specific Boiler Blowdown SystemA | Utility Unit Specific Boiler Blowdown System | Continuous Blowdown Flow | metric_ton/h
k_1rcnogl | k_11uilo1 | United > Fuel Network > Utility Unit [UTI]A > Fuel ConsumersA > Utility Unit Specific BoilerB-specific_boiler_b > Utility Unit Specific Boiler Blowdown SystemA | Utility Unit Specific Boiler Blowdown System | Flash Drum Pressure | bar
k_1rcnogl | k_p2w6li | United > Fuel Network > Utility Unit [UTI]A > Fuel ConsumersA > Utility Unit Specific BoilerB-specific_boiler_b > Utility Unit Specific Boiler Blowdown SystemA | Utility Unit Specific Boiler Blowdown System | Flash Steam Flow | metric_ton/h
k_1rcnogl | k_8fh9sz | United > Fuel Network > Utility Unit [UTI]A > Fuel ConsumersA > Utility Unit Specific BoilerB-specific_boiler_b > Utility Unit Specific Boiler Blowdown SystemA | Utility Unit Specific Boiler Blowdown System | Intermittent Blowdown Flow | metric_ton/h
k_c7ilfs | k_144vdov | United > Fuel Network > Utility Unit [UTI]A > Fuel ConsumersA > Utility Unit Specific BoilerB-specific_boiler_b > Utility Unit Specific Boiler Combustion SystemA | Utility Unit Specific Boiler Combustion System | Atomizing Steam Flow | metric_ton/h
k_c7ilfs | k_jx533l | United > Fuel Network > Utility Unit [UTI]A > Fuel ConsumersA > Utility Unit Specific BoilerB-specific_boiler_b > Utility Unit Specific Boiler Combustion SystemA | Utility Unit Specific Boiler Combustion System | Burner Header Pressure | bar
k_c7ilfs | k_mwgg9r | United > Fuel Network > Utility Unit [UTI]A > Fuel ConsumersA > Utility Unit Specific BoilerB-specific_boiler_b > Utility Unit Specific Boiler Combustion SystemA | Utility Unit Specific Boiler Combustion System | Excess O2 Setpoint | vol%
k_c7ilfs | k_itfva6 | United > Fuel Network > Utility Unit [UTI]A > Fuel ConsumersA > Utility Unit Specific BoilerB-specific_boiler_b > Utility Unit Specific Boiler Combustion SystemA | Utility Unit Specific Boiler Combustion System | Pilot Gas Flow | metric_ton/h
k_c7ilfs | k_csaa1w | United > Fuel Network > Utility Unit [UTI]A > Fuel ConsumersA > Utility Unit Specific BoilerB-specific_boiler_b > Utility Unit Specific Boiler Combustion SystemA | Utility Unit Specific Boiler Combustion System | Total Combustion Air Flow | Nm3/h
k_1tc26aa | k_yd6h7d | United > Fuel Network > Utility Unit [UTI]A > Fuel ConsumersA > Utility Unit Specific BoilerB-specific_boiler_b > Utility Unit Specific Boiler Combustion SystemA > Utility Unit Specific Boiler BurnerA | Utility Unit Specific Boiler Burner | Burner Air Flow | Nm3/h
k_1tc26aa | k_rm94pr | United > Fuel Network > Utility Unit [UTI]A > Fuel ConsumersA > Utility Unit Specific BoilerB-specific_boiler_b > Utility Unit Specific Boiler Combustion SystemA > Utility Unit Specific Boiler BurnerA | Utility Unit Specific Boiler Burner | Burner Backpressure | bar
k_1tc26aa | k_fcg9uh | United > Fuel Network > Utility Unit [UTI]A > Fuel ConsumersA > Utility Unit Specific BoilerB-specific_boiler_b > Utility Unit Specific Boiler Combustion SystemA > Utility Unit Specific Boiler BurnerA | Utility Unit Specific Boiler Burner | Burner Fuel Flow | Nm3/h
k_1tc26aa | k_b844fu | United > Fuel Network > Utility Unit [UTI]A > Fuel ConsumersA > Utility Unit Specific BoilerB-specific_boiler_b > Utility Unit Specific Boiler Combustion SystemA > Utility Unit Specific Boiler BurnerA | Utility Unit Specific Boiler Burner | Flame Status
k_1tc26aa | k_150leyf | United > Fuel Network > Utility Unit [UTI]A > Fuel ConsumersA > Utility Unit Specific BoilerB-specific_boiler_b > Utility Unit Specific Boiler Combustion SystemA > Utility Unit Specific Boiler BurnerA | Utility Unit Specific Boiler Burner | Pilot Status
k_grimvn | k_1wg4ddw | United > Fuel Network > Utility Unit [UTI]A > Fuel ConsumersA > Utility Unit Specific BoilerB-specific_boiler_b > Utility Unit Specific Boiler Convection SectionA | Utility Unit Specific Boiler Convection Section | Draft at Arch | mmH2O
k_grimvn | k_k8o868 | United > Fuel Network > Utility Unit [UTI]A > Fuel ConsumersA > Utility Unit Specific BoilerB-specific_boiler_b > Utility Unit Specific Boiler Convection SectionA | Utility Unit Specific Boiler Convection Section | Flue Inlet Temperature | degC
k_grimvn | k_1cwe5ih | United > Fuel Network > Utility Unit [UTI]A > Fuel ConsumersA > Utility Unit Specific BoilerB-specific_boiler_b > Utility Unit Specific Boiler Convection SectionA | Utility Unit Specific Boiler Convection Section | Flue Outlet Temperature | degC
k_qn8zy3 | k_1u642ws | United > Fuel Network > Utility Unit [UTI]A > Fuel ConsumersA > Utility Unit Specific BoilerB-specific_boiler_b > Utility Unit Specific Boiler DesuperheaterA | Utility Unit Specific Boiler Desuperheater | Inlet Steam Temperature | degC
k_qn8zy3 | k_xb4xjr | United > Fuel Network > Utility Unit [UTI]A > Fuel ConsumersA > Utility Unit Specific BoilerB-specific_boiler_b > Utility Unit Specific Boiler DesuperheaterA | Utility Unit Specific Boiler Desuperheater | Outlet Steam Setpoint | degC
k_qn8zy3 | k_nfwbhx | United > Fuel Network > Utility Unit [UTI]A > Fuel ConsumersA > Utility Unit Specific BoilerB-specific_boiler_b > Utility Unit Specific Boiler DesuperheaterA | Utility Unit Specific Boiler Desuperheater | Outlet Steam Temperature | degC
k_qn8zy3 | k_afpdld | United > Fuel Network > Utility Unit [UTI]A > Fuel ConsumersA > Utility Unit Specific BoilerB-specific_boiler_b > Utility Unit Specific Boiler DesuperheaterA | Utility Unit Specific Boiler Desuperheater | Spray Valve Opening | percent
k_qn8zy3 | k_1fpkup6 | United > Fuel Network > Utility Unit [UTI]A > Fuel ConsumersA > Utility Unit Specific BoilerB-specific_boiler_b > Utility Unit Specific Boiler DesuperheaterA | Utility Unit Specific Boiler Desuperheater | Spray Water Flow | metric_ton/h
k_1h2qpdh | k_1syj1xr | United > Fuel Network > Utility Unit [UTI]A > Fuel ConsumersA > Utility Unit Specific BoilerB-specific_boiler_b > Utility Unit Specific Boiler EconomizerA | Utility Unit Specific Boiler Economizer | BFW Inlet Temperature | degC
k_1h2qpdh | k_xxnmxy | United > Fuel Network > Utility Unit [UTI]A > Fuel ConsumersA > Utility Unit Specific BoilerB-specific_boiler_b > Utility Unit Specific Boiler EconomizerA | Utility Unit Specific Boiler Economizer | BFW Outlet Temperature | degC
k_1h2qpdh | k_1bc8ayu | United > Fuel Network > Utility Unit [UTI]A > Fuel ConsumersA > Utility Unit Specific BoilerB-specific_boiler_b > Utility Unit Specific Boiler EconomizerA | Utility Unit Specific Boiler Economizer | Flue Inlet Temperature | degC
k_1h2qpdh | k_16t4l5b | United > Fuel Network > Utility Unit [UTI]A > Fuel ConsumersA > Utility Unit Specific BoilerB-specific_boiler_b > Utility Unit Specific Boiler EconomizerA | Utility Unit Specific Boiler Economizer | Flue Outlet Temperature | degC
k_mbcilm | k_3gqlrq | United > Fuel Network > Utility Unit [UTI]A > Fuel ConsumersA > Utility Unit Specific BoilerB-specific_boiler_b > Utility Unit Specific Boiler Evaporator SectionA | Utility Unit Specific Boiler Evaporator Section | Inlet Gas Temperature | degC
k_mbcilm | k_zlxn8f | United > Fuel Network > Utility Unit [UTI]A > Fuel ConsumersA > Utility Unit Specific BoilerB-specific_boiler_b > Utility Unit Specific Boiler Evaporator SectionA | Utility Unit Specific Boiler Evaporator Section | Outlet Gas Temperature | degC
k_mbcilm | k_1mmugv1 | United > Fuel Network > Utility Unit [UTI]A > Fuel ConsumersA > Utility Unit Specific BoilerB-specific_boiler_b > Utility Unit Specific Boiler Evaporator SectionA | Utility Unit Specific Boiler Evaporator Section | Steam Generation | metric_ton/h
k_mbcilm | k_1coek9j | United > Fuel Network > Utility Unit [UTI]A > Fuel ConsumersA > Utility Unit Specific BoilerB-specific_boiler_b > Utility Unit Specific Boiler Evaporator SectionA | Utility Unit Specific Boiler Evaporator Section | Tube Differential Pressure | bar
k_1hsxjy7 | k_1lxioag | United > Fuel Network > Utility Unit [UTI]A > Fuel ConsumersA > Utility Unit Specific BoilerB-specific_boiler_b > Utility Unit Specific Boiler FD FanA | Utility Unit Specific Boiler FD Fan | Bearing Temperature | degC
k_1hsxjy7 | k_1ipswox | United > Fuel Network > Utility Unit [UTI]A > Fuel ConsumersA > Utility Unit Specific BoilerB-specific_boiler_b > Utility Unit Specific Boiler FD FanA | Utility Unit Specific Boiler FD Fan | Discharge Pressure | bar
k_1hsxjy7 | k_1ay1g01 | United > Fuel Network > Utility Unit [UTI]A > Fuel ConsumersA > Utility Unit Specific BoilerB-specific_boiler_b > Utility Unit Specific Boiler FD FanA | Utility Unit Specific Boiler FD Fan | Inlet Damper Opening | percent
k_1hsxjy7 | k_14etqki | United > Fuel Network > Utility Unit [UTI]A > Fuel ConsumersA > Utility Unit Specific BoilerB-specific_boiler_b > Utility Unit Specific Boiler FD FanA | Utility Unit Specific Boiler FD Fan | Motor Current | A
k_1hsxjy7 | k_vdkgo7 | United > Fuel Network > Utility Unit [UTI]A > Fuel ConsumersA > Utility Unit Specific BoilerB-specific_boiler_b > Utility Unit Specific Boiler FD FanA | Utility Unit Specific Boiler FD Fan | Speed | rpm
k_1hsxjy7 | k_18ey7te | United > Fuel Network > Utility Unit [UTI]A > Fuel ConsumersA > Utility Unit Specific BoilerB-specific_boiler_b > Utility Unit Specific Boiler FD FanA | Utility Unit Specific Boiler FD Fan | Vibration | mm/s
k_g11bqo | k_1nd9ibb | United > Fuel Network > Utility Unit [UTI]A > Fuel ConsumersA > Utility Unit Specific BoilerB-specific_boiler_b > Utility Unit Specific Boiler ID FanA | Utility Unit Specific Boiler ID Fan | Bearing Temperature | degC
k_g11bqo | k_139g33i | United > Fuel Network > Utility Unit [UTI]A > Fuel ConsumersA > Utility Unit Specific BoilerB-specific_boiler_b > Utility Unit Specific Boiler ID FanA | Utility Unit Specific Boiler ID Fan | Discharge Pressure | bar
k_g11bqo | k_irz4dq | United > Fuel Network > Utility Unit [UTI]A > Fuel ConsumersA > Utility Unit Specific BoilerB-specific_boiler_b > Utility Unit Specific Boiler ID FanA | Utility Unit Specific Boiler ID Fan | Inlet Damper Opening | percent
k_g11bqo | k_b3dgy5 | United > Fuel Network > Utility Unit [UTI]A > Fuel ConsumersA > Utility Unit Specific BoilerB-specific_boiler_b > Utility Unit Specific Boiler ID FanA | Utility Unit Specific Boiler ID Fan | Motor Current | A
k_g11bqo | k_h8vmzs | United > Fuel Network > Utility Unit [UTI]A > Fuel ConsumersA > Utility Unit Specific BoilerB-specific_boiler_b > Utility Unit Specific Boiler ID FanA | Utility Unit Specific Boiler ID Fan | Speed | rpm
k_g11bqo | k_16jg1i5 | United > Fuel Network > Utility Unit [UTI]A > Fuel ConsumersA > Utility Unit Specific BoilerB-specific_boiler_b > Utility Unit Specific Boiler ID FanA | Utility Unit Specific Boiler ID Fan | Vibration | mm/s
k_1laolnc | k_1szh2d3 | United > Fuel Network > Utility Unit [UTI]A > Fuel ConsumersA > Utility Unit Specific BoilerB-specific_boiler_b > Utility Unit Specific Boiler Radiant SectionA | Utility Unit Specific Boiler Radiant Section | Box Draft | mmH2O
k_1laolnc | k_1r4urf | United > Fuel Network > Utility Unit [UTI]A > Fuel ConsumersA > Utility Unit Specific BoilerB-specific_boiler_b > Utility Unit Specific Boiler Radiant SectionA | Utility Unit Specific Boiler Radiant Section | Radiant Box Temperature | degC
k_1laolnc | k_1gdghfi | United > Fuel Network > Utility Unit [UTI]A > Fuel ConsumersA > Utility Unit Specific BoilerB-specific_boiler_b > Utility Unit Specific Boiler Radiant SectionA | Utility Unit Specific Boiler Radiant Section | Tube Skin Temperature (TMT) | degC
k_1ah3llj | k_q392k | United > Fuel Network > Utility Unit [UTI]A > Fuel ConsumersA > Utility Unit Specific BoilerB-specific_boiler_b > Utility Unit Specific Boiler Soot Blower SystemA | Utility Unit Specific Boiler Soot Blower System | Cycle Status
k_1ah3llj | k_lzsh6m | United > Fuel Network > Utility Unit [UTI]A > Fuel ConsumersA > Utility Unit Specific BoilerB-specific_boiler_b > Utility Unit Specific Boiler Soot Blower SystemA | Utility Unit Specific Boiler Soot Blower System | Last Run Time | h
k_1ah3llj | k_1tkrx8y | United > Fuel Network > Utility Unit [UTI]A > Fuel ConsumersA > Utility Unit Specific BoilerB-specific_boiler_b > Utility Unit Specific Boiler Soot Blower SystemA | Utility Unit Specific Boiler Soot Blower System | Soot Blower Steam Flow | metric_ton/h
k_1ah3llj | k_qau3c5 | United > Fuel Network > Utility Unit [UTI]A > Fuel ConsumersA > Utility Unit Specific BoilerB-specific_boiler_b > Utility Unit Specific Boiler Soot Blower SystemA | Utility Unit Specific Boiler Soot Blower System | Soot Blower Steam Pressure | bar
k_4rk6vu | k_12pwso1 | United > Fuel Network > Utility Unit [UTI]A > Fuel ConsumersA > Utility Unit Specific BoilerB-specific_boiler_b > Utility Unit Specific Boiler StackA | Utility Unit Specific Boiler Stack | CO in Flue Gas | ppm
k_4rk6vu | k_to7abc | United > Fuel Network > Utility Unit [UTI]A > Fuel ConsumersA > Utility Unit Specific BoilerB-specific_boiler_b > Utility Unit Specific Boiler StackA | Utility Unit Specific Boiler Stack | Flue Gas Flow | Nm3/h
k_4rk6vu | k_1sqo9md | United > Fuel Network > Utility Unit [UTI]A > Fuel ConsumersA > Utility Unit Specific BoilerB-specific_boiler_b > Utility Unit Specific Boiler StackA | Utility Unit Specific Boiler Stack | NOx Emission | ppm
k_4rk6vu | k_ohj91s | United > Fuel Network > Utility Unit [UTI]A > Fuel ConsumersA > Utility Unit Specific BoilerB-specific_boiler_b > Utility Unit Specific Boiler StackA | Utility Unit Specific Boiler Stack | O2 in Flue Gas | vol%
k_4rk6vu | k_pc10qw | United > Fuel Network > Utility Unit [UTI]A > Fuel ConsumersA > Utility Unit Specific BoilerB-specific_boiler_b > Utility Unit Specific Boiler StackA | Utility Unit Specific Boiler Stack | SOx Emission | ppm
k_4rk6vu | k_we2lta | United > Fuel Network > Utility Unit [UTI]A > Fuel ConsumersA > Utility Unit Specific BoilerB-specific_boiler_b > Utility Unit Specific Boiler StackA | Utility Unit Specific Boiler Stack | Stack Draft | mmH2O
k_4rk6vu | k_a2qxzb | United > Fuel Network > Utility Unit [UTI]A > Fuel ConsumersA > Utility Unit Specific BoilerB-specific_boiler_b > Utility Unit Specific Boiler StackA | Utility Unit Specific Boiler Stack | Stack Temperature | degC
k_136urro | k_1055jn7 | United > Fuel Network > Utility Unit [UTI]A > Fuel ConsumersA > Utility Unit Specific BoilerB-specific_boiler_b > Utility Unit Specific Boiler Steam DrumA | Utility Unit Specific Boiler Steam Drum | Drum Level | percent
k_136urro | k_v9219c | United > Fuel Network > Utility Unit [UTI]A > Fuel ConsumersA > Utility Unit Specific BoilerB-specific_boiler_b > Utility Unit Specific Boiler Steam DrumA | Utility Unit Specific Boiler Steam Drum | Drum Pressure | bar
k_136urro | k_1vq2dvt | United > Fuel Network > Utility Unit [UTI]A > Fuel ConsumersA > Utility Unit Specific BoilerB-specific_boiler_b > Utility Unit Specific Boiler Steam DrumA | Utility Unit Specific Boiler Steam Drum | Drum Temperature | degC
k_136urro | k_y431y6 | United > Fuel Network > Utility Unit [UTI]A > Fuel ConsumersA > Utility Unit Specific BoilerB-specific_boiler_b > Utility Unit Specific Boiler Steam DrumA | Utility Unit Specific Boiler Steam Drum | Drum Vent Flow | metric_ton/h
k_12uda4a | k_1llbumd | United > Fuel Network > Utility Unit [UTI]A > Fuel ConsumersA > Utility Unit Specific BoilerB-specific_boiler_b > Utility Unit Specific Boiler SuperheaterA | Utility Unit Specific Boiler Superheater | Attemperator Flow Opening | percent
k_12uda4a | k_e6anmg | United > Fuel Network > Utility Unit [UTI]A > Fuel ConsumersA > Utility Unit Specific BoilerB-specific_boiler_b > Utility Unit Specific Boiler SuperheaterA | Utility Unit Specific Boiler Superheater | Attemperator Spray Flow | metric_ton/h
k_12uda4a | k_1tvryok | United > Fuel Network > Utility Unit [UTI]A > Fuel ConsumersA > Utility Unit Specific BoilerB-specific_boiler_b > Utility Unit Specific Boiler SuperheaterA | Utility Unit Specific Boiler Superheater | Steam Inlet Pressure | bar
k_12uda4a | k_yu3v25 | United > Fuel Network > Utility Unit [UTI]A > Fuel ConsumersA > Utility Unit Specific BoilerB-specific_boiler_b > Utility Unit Specific Boiler SuperheaterA | Utility Unit Specific Boiler Superheater | Steam Inlet Temperature | degC
k_12uda4a | k_gef3h9 | United > Fuel Network > Utility Unit [UTI]A > Fuel ConsumersA > Utility Unit Specific BoilerB-specific_boiler_b > Utility Unit Specific Boiler SuperheaterA | Utility Unit Specific Boiler Superheater | Steam Outlet Pressure | bar
k_12uda4a | k_u05zo | United > Fuel Network > Utility Unit [UTI]A > Fuel ConsumersA > Utility Unit Specific BoilerB-specific_boiler_b > Utility Unit Specific Boiler SuperheaterA | Utility Unit Specific Boiler Superheater | Steam Outlet Temperature | degC
k_12uda4a | k_1xsy2k0 | United > Fuel Network > Utility Unit [UTI]A > Fuel ConsumersA > Utility Unit Specific BoilerB-specific_boiler_b > Utility Unit Specific Boiler SuperheaterA | Utility Unit Specific Boiler Superheater | Tube Skin Temperature | degC
k_rvd3pu | k_1olzzut | United > Fuel Network > Utility Unit [UTI]A > Fuel ConsumersA > Utility Unit Specific BoilerC-specific_boiler_c | Utility Unit Specific Boiler | Fuel Flow | Nm3/h
k_rvd3pu | k_1tapzng | United > Fuel Network > Utility Unit [UTI]A > Fuel ConsumersA > Utility Unit Specific BoilerC-specific_boiler_c | Utility Unit Specific Boiler | Steam Output | metric_ton/h
k_rvd3pu | k_xekd0l | United > Fuel Network > Utility Unit [UTI]A > Fuel ConsumersA > Utility Unit Specific BoilerC-specific_boiler_c | Utility Unit Specific Boiler | Boiler Efficiency | percent
k_rvd3pu | k_utvegb | United > Fuel Network > Utility Unit [UTI]A > Fuel ConsumersA > Utility Unit Specific BoilerC-specific_boiler_c | Utility Unit Specific Boiler | Excess O2 | percent
k_plsmhy | k_x49ho5 | United > Fuel Network > Utility Unit [UTI]A > Fuel ConsumersA > Utility Unit Specific BoilerC-specific_boiler_c > Utility Unit Specific Boiler Air PreheaterA | Utility Unit Specific Boiler Air Preheater | Air Inlet Temperature | degC
k_plsmhy | k_1ifih7g | United > Fuel Network > Utility Unit [UTI]A > Fuel ConsumersA > Utility Unit Specific BoilerC-specific_boiler_c > Utility Unit Specific Boiler Air PreheaterA | Utility Unit Specific Boiler Air Preheater | Air Outlet Temperature | degC
k_plsmhy | k_18q69oc | United > Fuel Network > Utility Unit [UTI]A > Fuel ConsumersA > Utility Unit Specific BoilerC-specific_boiler_c > Utility Unit Specific Boiler Air PreheaterA | Utility Unit Specific Boiler Air Preheater | Air Side Differential Pressure | bar
k_plsmhy | k_9b6t11 | United > Fuel Network > Utility Unit [UTI]A > Fuel ConsumersA > Utility Unit Specific BoilerC-specific_boiler_c > Utility Unit Specific Boiler Air PreheaterA | Utility Unit Specific Boiler Air Preheater | Flue Inlet Temperature | degC
k_plsmhy | k_1rnls64 | United > Fuel Network > Utility Unit [UTI]A > Fuel ConsumersA > Utility Unit Specific BoilerC-specific_boiler_c > Utility Unit Specific Boiler Air PreheaterA | Utility Unit Specific Boiler Air Preheater | Flue Outlet Temperature | degC
k_plsmhy | k_1t8csl5 | United > Fuel Network > Utility Unit [UTI]A > Fuel ConsumersA > Utility Unit Specific BoilerC-specific_boiler_c > Utility Unit Specific Boiler Air PreheaterA | Utility Unit Specific Boiler Air Preheater | Leakage | percent
k_1v3gj42 | k_1y7800k | United > Fuel Network > Utility Unit [UTI]A > Fuel ConsumersA > Utility Unit Specific BoilerC-specific_boiler_c > Utility Unit Specific Boiler BFW SystemA | Utility Unit Specific Boiler BFW System | BFW Header Pressure | bar
k_1v3gj42 | k_pl5b99 | United > Fuel Network > Utility Unit [UTI]A > Fuel ConsumersA > Utility Unit Specific BoilerC-specific_boiler_c > Utility Unit Specific Boiler BFW SystemA | Utility Unit Specific Boiler BFW System | BFW Header Temperature | degC
k_1v3gj42 | k_i7oop2 | United > Fuel Network > Utility Unit [UTI]A > Fuel ConsumersA > Utility Unit Specific BoilerC-specific_boiler_c > Utility Unit Specific Boiler BFW SystemA | Utility Unit Specific Boiler BFW System | BFW Inlet Flow | metric_ton/h
k_1v3gj42 | k_1wo7eil | United > Fuel Network > Utility Unit [UTI]A > Fuel ConsumersA > Utility Unit Specific BoilerC-specific_boiler_c > Utility Unit Specific Boiler BFW SystemA | Utility Unit Specific Boiler BFW System | BFW Quality (Conductivity) | uS/cm
k_2xxhv3 | k_1hoouzs | United > Fuel Network > Utility Unit [UTI]A > Fuel ConsumersA > Utility Unit Specific BoilerC-specific_boiler_c > Utility Unit Specific Boiler BFW SystemA > Utility Unit Specific Boiler BFW PumpA | Utility Unit Specific Boiler BFW Pump | Bearing Temperature | degC
k_2xxhv3 | k_1ro5pra | United > Fuel Network > Utility Unit [UTI]A > Fuel ConsumersA > Utility Unit Specific BoilerC-specific_boiler_c > Utility Unit Specific Boiler BFW SystemA > Utility Unit Specific Boiler BFW PumpA | Utility Unit Specific Boiler BFW Pump | Discharge Flow | metric_ton/h
k_2xxhv3 | k_3okefl | United > Fuel Network > Utility Unit [UTI]A > Fuel ConsumersA > Utility Unit Specific BoilerC-specific_boiler_c > Utility Unit Specific Boiler BFW SystemA > Utility Unit Specific Boiler BFW PumpA | Utility Unit Specific Boiler BFW Pump | Discharge Pressure | bar
k_2xxhv3 | k_1b21umq | United > Fuel Network > Utility Unit [UTI]A > Fuel ConsumersA > Utility Unit Specific BoilerC-specific_boiler_c > Utility Unit Specific Boiler BFW SystemA > Utility Unit Specific Boiler BFW PumpA | Utility Unit Specific Boiler BFW Pump | Driver Steam Flow | metric_ton/h
k_2xxhv3 | k_1q5w0nm | United > Fuel Network > Utility Unit [UTI]A > Fuel ConsumersA > Utility Unit Specific BoilerC-specific_boiler_c > Utility Unit Specific Boiler BFW SystemA > Utility Unit Specific Boiler BFW PumpA | Utility Unit Specific Boiler BFW Pump | Motor Current | A
k_2xxhv3 | k_oqpeb4 | United > Fuel Network > Utility Unit [UTI]A > Fuel ConsumersA > Utility Unit Specific BoilerC-specific_boiler_c > Utility Unit Specific Boiler BFW SystemA > Utility Unit Specific Boiler BFW PumpA | Utility Unit Specific Boiler BFW Pump | Power Output | kW
k_2xxhv3 | k_f4zw1j | United > Fuel Network > Utility Unit [UTI]A > Fuel ConsumersA > Utility Unit Specific BoilerC-specific_boiler_c > Utility Unit Specific Boiler BFW SystemA > Utility Unit Specific Boiler BFW PumpA | Utility Unit Specific Boiler BFW Pump | Speed | rpm
k_2xxhv3 | k_1rw0yng | United > Fuel Network > Utility Unit [UTI]A > Fuel ConsumersA > Utility Unit Specific BoilerC-specific_boiler_c > Utility Unit Specific Boiler BFW SystemA > Utility Unit Specific Boiler BFW PumpA | Utility Unit Specific Boiler BFW Pump | Suction Pressure | bar
k_2xxhv3 | k_19q5jlu | United > Fuel Network > Utility Unit [UTI]A > Fuel ConsumersA > Utility Unit Specific BoilerC-specific_boiler_c > Utility Unit Specific Boiler BFW SystemA > Utility Unit Specific Boiler BFW PumpA | Utility Unit Specific Boiler BFW Pump | Vibration | mm/s
k_1sy96fp | k_3a62z5 | United > Fuel Network > Utility Unit [UTI]A > Fuel ConsumersA > Utility Unit Specific BoilerC-specific_boiler_c > Utility Unit Specific Boiler Blowdown SystemA | Utility Unit Specific Boiler Blowdown System | Blowdown Conductivity | uS/cm
k_1sy96fp | k_1r2jwpg | United > Fuel Network > Utility Unit [UTI]A > Fuel ConsumersA > Utility Unit Specific BoilerC-specific_boiler_c > Utility Unit Specific Boiler Blowdown SystemA | Utility Unit Specific Boiler Blowdown System | Blowdown Flow Controller Opening | percent
k_1sy96fp | k_19xtdwt | United > Fuel Network > Utility Unit [UTI]A > Fuel ConsumersA > Utility Unit Specific BoilerC-specific_boiler_c > Utility Unit Specific Boiler Blowdown SystemA | Utility Unit Specific Boiler Blowdown System | Blowdown TDS | ppm
k_1sy96fp | k_h69s8h | United > Fuel Network > Utility Unit [UTI]A > Fuel ConsumersA > Utility Unit Specific BoilerC-specific_boiler_c > Utility Unit Specific Boiler Blowdown SystemA | Utility Unit Specific Boiler Blowdown System | Continuous Blowdown Flow | metric_ton/h
k_1sy96fp | k_p57vjl | United > Fuel Network > Utility Unit [UTI]A > Fuel ConsumersA > Utility Unit Specific BoilerC-specific_boiler_c > Utility Unit Specific Boiler Blowdown SystemA | Utility Unit Specific Boiler Blowdown System | Flash Drum Pressure | bar
k_1sy96fp | k_tdjacm | United > Fuel Network > Utility Unit [UTI]A > Fuel ConsumersA > Utility Unit Specific BoilerC-specific_boiler_c > Utility Unit Specific Boiler Blowdown SystemA | Utility Unit Specific Boiler Blowdown System | Flash Steam Flow | metric_ton/h
k_1sy96fp | k_1alvicj | United > Fuel Network > Utility Unit [UTI]A > Fuel ConsumersA > Utility Unit Specific BoilerC-specific_boiler_c > Utility Unit Specific Boiler Blowdown SystemA | Utility Unit Specific Boiler Blowdown System | Intermittent Blowdown Flow | metric_ton/h
k_1mrab7s | k_1q4j6xb | United > Fuel Network > Utility Unit [UTI]A > Fuel ConsumersA > Utility Unit Specific BoilerC-specific_boiler_c > Utility Unit Specific Boiler Combustion SystemA | Utility Unit Specific Boiler Combustion System | Atomizing Steam Flow | metric_ton/h
k_1mrab7s | k_1jso629 | United > Fuel Network > Utility Unit [UTI]A > Fuel ConsumersA > Utility Unit Specific BoilerC-specific_boiler_c > Utility Unit Specific Boiler Combustion SystemA | Utility Unit Specific Boiler Combustion System | Burner Header Pressure | bar
k_1mrab7s | k_v7qzrz | United > Fuel Network > Utility Unit [UTI]A > Fuel ConsumersA > Utility Unit Specific BoilerC-specific_boiler_c > Utility Unit Specific Boiler Combustion SystemA | Utility Unit Specific Boiler Combustion System | Excess O2 Setpoint | vol%
k_1mrab7s | k_98bila | United > Fuel Network > Utility Unit [UTI]A > Fuel ConsumersA > Utility Unit Specific BoilerC-specific_boiler_c > Utility Unit Specific Boiler Combustion SystemA | Utility Unit Specific Boiler Combustion System | Pilot Gas Flow | metric_ton/h
k_1mrab7s | k_p0bac | United > Fuel Network > Utility Unit [UTI]A > Fuel ConsumersA > Utility Unit Specific BoilerC-specific_boiler_c > Utility Unit Specific Boiler Combustion SystemA | Utility Unit Specific Boiler Combustion System | Total Combustion Air Flow | Nm3/h
k_6uh1ua | k_13n2spl | United > Fuel Network > Utility Unit [UTI]A > Fuel ConsumersA > Utility Unit Specific BoilerC-specific_boiler_c > Utility Unit Specific Boiler Combustion SystemA > Utility Unit Specific Boiler BurnerA | Utility Unit Specific Boiler Burner | Burner Air Flow | Nm3/h
k_6uh1ua | k_zi4xjz | United > Fuel Network > Utility Unit [UTI]A > Fuel ConsumersA > Utility Unit Specific BoilerC-specific_boiler_c > Utility Unit Specific Boiler Combustion SystemA > Utility Unit Specific Boiler BurnerA | Utility Unit Specific Boiler Burner | Burner Backpressure | bar
k_6uh1ua | k_1iwkv4p | United > Fuel Network > Utility Unit [UTI]A > Fuel ConsumersA > Utility Unit Specific BoilerC-specific_boiler_c > Utility Unit Specific Boiler Combustion SystemA > Utility Unit Specific Boiler BurnerA | Utility Unit Specific Boiler Burner | Burner Fuel Flow | Nm3/h
k_6uh1ua | k_1357xru | United > Fuel Network > Utility Unit [UTI]A > Fuel ConsumersA > Utility Unit Specific BoilerC-specific_boiler_c > Utility Unit Specific Boiler Combustion SystemA > Utility Unit Specific Boiler BurnerA | Utility Unit Specific Boiler Burner | Flame Status
k_6uh1ua | k_q7fxvb | United > Fuel Network > Utility Unit [UTI]A > Fuel ConsumersA > Utility Unit Specific BoilerC-specific_boiler_c > Utility Unit Specific Boiler Combustion SystemA > Utility Unit Specific Boiler BurnerA | Utility Unit Specific Boiler Burner | Pilot Status
k_tui1hv | k_p4mq9w | United > Fuel Network > Utility Unit [UTI]A > Fuel ConsumersA > Utility Unit Specific BoilerC-specific_boiler_c > Utility Unit Specific Boiler Convection SectionA | Utility Unit Specific Boiler Convection Section | Draft at Arch | mmH2O
k_tui1hv | k_1l8919c | United > Fuel Network > Utility Unit [UTI]A > Fuel ConsumersA > Utility Unit Specific BoilerC-specific_boiler_c > Utility Unit Specific Boiler Convection SectionA | Utility Unit Specific Boiler Convection Section | Flue Inlet Temperature | degC
k_tui1hv | k_1wi7g2x | United > Fuel Network > Utility Unit [UTI]A > Fuel ConsumersA > Utility Unit Specific BoilerC-specific_boiler_c > Utility Unit Specific Boiler Convection SectionA | Utility Unit Specific Boiler Convection Section | Flue Outlet Temperature | degC
k_ggg88r | k_dfalq4 | United > Fuel Network > Utility Unit [UTI]A > Fuel ConsumersA > Utility Unit Specific BoilerC-specific_boiler_c > Utility Unit Specific Boiler DesuperheaterA | Utility Unit Specific Boiler Desuperheater | Inlet Steam Temperature | degC
k_ggg88r | k_vskg47 | United > Fuel Network > Utility Unit [UTI]A > Fuel ConsumersA > Utility Unit Specific BoilerC-specific_boiler_c > Utility Unit Specific Boiler DesuperheaterA | Utility Unit Specific Boiler Desuperheater | Outlet Steam Setpoint | degC
k_ggg88r | k_115kq5x | United > Fuel Network > Utility Unit [UTI]A > Fuel ConsumersA > Utility Unit Specific BoilerC-specific_boiler_c > Utility Unit Specific Boiler DesuperheaterA | Utility Unit Specific Boiler Desuperheater | Outlet Steam Temperature | degC
k_ggg88r | k_5v9dxt | United > Fuel Network > Utility Unit [UTI]A > Fuel ConsumersA > Utility Unit Specific BoilerC-specific_boiler_c > Utility Unit Specific Boiler DesuperheaterA | Utility Unit Specific Boiler Desuperheater | Spray Valve Opening | percent
k_ggg88r | k_y49tpm | United > Fuel Network > Utility Unit [UTI]A > Fuel ConsumersA > Utility Unit Specific BoilerC-specific_boiler_c > Utility Unit Specific Boiler DesuperheaterA | Utility Unit Specific Boiler Desuperheater | Spray Water Flow | metric_ton/h
k_1jdi9md | k_9g7he7 | United > Fuel Network > Utility Unit [UTI]A > Fuel ConsumersA > Utility Unit Specific BoilerC-specific_boiler_c > Utility Unit Specific Boiler EconomizerA | Utility Unit Specific Boiler Economizer | BFW Inlet Temperature | degC
k_1jdi9md | k_znslnq | United > Fuel Network > Utility Unit [UTI]A > Fuel ConsumersA > Utility Unit Specific BoilerC-specific_boiler_c > Utility Unit Specific Boiler EconomizerA | Utility Unit Specific Boiler Economizer | BFW Outlet Temperature | degC
k_1jdi9md | k_1uo9746 | United > Fuel Network > Utility Unit [UTI]A > Fuel ConsumersA > Utility Unit Specific BoilerC-specific_boiler_c > Utility Unit Specific Boiler EconomizerA | Utility Unit Specific Boiler Economizer | Flue Inlet Temperature | degC
k_1jdi9md | k_5jzolr | United > Fuel Network > Utility Unit [UTI]A > Fuel ConsumersA > Utility Unit Specific BoilerC-specific_boiler_c > Utility Unit Specific Boiler EconomizerA | Utility Unit Specific Boiler Economizer | Flue Outlet Temperature | degC
k_j1ohka | k_1l3q3qu | United > Fuel Network > Utility Unit [UTI]A > Fuel ConsumersA > Utility Unit Specific BoilerC-specific_boiler_c > Utility Unit Specific Boiler Evaporator SectionA | Utility Unit Specific Boiler Evaporator Section | Inlet Gas Temperature | degC
k_j1ohka | k_k6b38f | United > Fuel Network > Utility Unit [UTI]A > Fuel ConsumersA > Utility Unit Specific BoilerC-specific_boiler_c > Utility Unit Specific Boiler Evaporator SectionA | Utility Unit Specific Boiler Evaporator Section | Outlet Gas Temperature | degC
k_j1ohka | k_1mqms2l | United > Fuel Network > Utility Unit [UTI]A > Fuel ConsumersA > Utility Unit Specific BoilerC-specific_boiler_c > Utility Unit Specific Boiler Evaporator SectionA | Utility Unit Specific Boiler Evaporator Section | Steam Generation | metric_ton/h
k_j1ohka | k_wu7tjr | United > Fuel Network > Utility Unit [UTI]A > Fuel ConsumersA > Utility Unit Specific BoilerC-specific_boiler_c > Utility Unit Specific Boiler Evaporator SectionA | Utility Unit Specific Boiler Evaporator Section | Tube Differential Pressure | bar
k_2246bj | k_1enoblk | United > Fuel Network > Utility Unit [UTI]A > Fuel ConsumersA > Utility Unit Specific BoilerC-specific_boiler_c > Utility Unit Specific Boiler FD FanA | Utility Unit Specific Boiler FD Fan | Bearing Temperature | degC
k_2246bj | k_1siopxd | United > Fuel Network > Utility Unit [UTI]A > Fuel ConsumersA > Utility Unit Specific BoilerC-specific_boiler_c > Utility Unit Specific Boiler FD FanA | Utility Unit Specific Boiler FD Fan | Discharge Pressure | bar
k_2246bj | k_kmzwch | United > Fuel Network > Utility Unit [UTI]A > Fuel ConsumersA > Utility Unit Specific BoilerC-specific_boiler_c > Utility Unit Specific Boiler FD FanA | Utility Unit Specific Boiler FD Fan | Inlet Damper Opening | percent
k_2246bj | k_1g6zh1e | United > Fuel Network > Utility Unit [UTI]A > Fuel ConsumersA > Utility Unit Specific BoilerC-specific_boiler_c > Utility Unit Specific Boiler FD FanA | Utility Unit Specific Boiler FD Fan | Motor Current | A
k_2246bj | k_153544n | United > Fuel Network > Utility Unit [UTI]A > Fuel ConsumersA > Utility Unit Specific BoilerC-specific_boiler_c > Utility Unit Specific Boiler FD FanA | Utility Unit Specific Boiler FD Fan | Speed | rpm
k_2246bj | k_qk4amq | United > Fuel Network > Utility Unit [UTI]A > Fuel ConsumersA > Utility Unit Specific BoilerC-specific_boiler_c > Utility Unit Specific Boiler FD FanA | Utility Unit Specific Boiler FD Fan | Vibration | mm/s
k_1msh6y8 | k_1g8kwtz | United > Fuel Network > Utility Unit [UTI]A > Fuel ConsumersA > Utility Unit Specific BoilerC-specific_boiler_c > Utility Unit Specific Boiler ID FanA | Utility Unit Specific Boiler ID Fan | Bearing Temperature | degC
k_1msh6y8 | k_1tmmuzy | United > Fuel Network > Utility Unit [UTI]A > Fuel ConsumersA > Utility Unit Specific BoilerC-specific_boiler_c > Utility Unit Specific Boiler ID FanA | Utility Unit Specific Boiler ID Fan | Discharge Pressure | bar
k_1msh6y8 | k_1fjj3u6 | United > Fuel Network > Utility Unit [UTI]A > Fuel ConsumersA > Utility Unit Specific BoilerC-specific_boiler_c > Utility Unit Specific Boiler ID FanA | Utility Unit Specific Boiler ID Fan | Inlet Damper Opening | percent
k_1msh6y8 | k_170wg99 | United > Fuel Network > Utility Unit [UTI]A > Fuel ConsumersA > Utility Unit Specific BoilerC-specific_boiler_c > Utility Unit Specific Boiler ID FanA | Utility Unit Specific Boiler ID Fan | Motor Current | A
k_1msh6y8 | k_23my20 | United > Fuel Network > Utility Unit [UTI]A > Fuel ConsumersA > Utility Unit Specific BoilerC-specific_boiler_c > Utility Unit Specific Boiler ID FanA | Utility Unit Specific Boiler ID Fan | Speed | rpm
k_1msh6y8 | k_npa0d9 | United > Fuel Network > Utility Unit [UTI]A > Fuel ConsumersA > Utility Unit Specific BoilerC-specific_boiler_c > Utility Unit Specific Boiler ID FanA | Utility Unit Specific Boiler ID Fan | Vibration | mm/s
k_czs15k | k_sondvb | United > Fuel Network > Utility Unit [UTI]A > Fuel ConsumersA > Utility Unit Specific BoilerC-specific_boiler_c > Utility Unit Specific Boiler Radiant SectionA | Utility Unit Specific Boiler Radiant Section | Box Draft | mmH2O
k_czs15k | k_bbro57 | United > Fuel Network > Utility Unit [UTI]A > Fuel ConsumersA > Utility Unit Specific BoilerC-specific_boiler_c > Utility Unit Specific Boiler Radiant SectionA | Utility Unit Specific Boiler Radiant Section | Radiant Box Temperature | degC
k_czs15k | k_166em0u | United > Fuel Network > Utility Unit [UTI]A > Fuel ConsumersA > Utility Unit Specific BoilerC-specific_boiler_c > Utility Unit Specific Boiler Radiant SectionA | Utility Unit Specific Boiler Radiant Section | Tube Skin Temperature (TMT) | degC
k_1su9mqf | k_1wbbho | United > Fuel Network > Utility Unit [UTI]A > Fuel ConsumersA > Utility Unit Specific BoilerC-specific_boiler_c > Utility Unit Specific Boiler Soot Blower SystemA | Utility Unit Specific Boiler Soot Blower System | Cycle Status
k_1su9mqf | k_5vtq9q | United > Fuel Network > Utility Unit [UTI]A > Fuel ConsumersA > Utility Unit Specific BoilerC-specific_boiler_c > Utility Unit Specific Boiler Soot Blower SystemA | Utility Unit Specific Boiler Soot Blower System | Last Run Time | h
k_1su9mqf | k_121a5aq | United > Fuel Network > Utility Unit [UTI]A > Fuel ConsumersA > Utility Unit Specific BoilerC-specific_boiler_c > Utility Unit Specific Boiler Soot Blower SystemA | Utility Unit Specific Boiler Soot Blower System | Soot Blower Steam Flow | metric_ton/h
k_1su9mqf | k_boaaw5 | United > Fuel Network > Utility Unit [UTI]A > Fuel ConsumersA > Utility Unit Specific BoilerC-specific_boiler_c > Utility Unit Specific Boiler Soot Blower SystemA | Utility Unit Specific Boiler Soot Blower System | Soot Blower Steam Pressure | bar
k_7f6sgq | k_16x0sf5 | United > Fuel Network > Utility Unit [UTI]A > Fuel ConsumersA > Utility Unit Specific BoilerC-specific_boiler_c > Utility Unit Specific Boiler StackA | Utility Unit Specific Boiler Stack | CO in Flue Gas | ppm
k_7f6sgq | k_bz18s8 | United > Fuel Network > Utility Unit [UTI]A > Fuel ConsumersA > Utility Unit Specific BoilerC-specific_boiler_c > Utility Unit Specific Boiler StackA | Utility Unit Specific Boiler Stack | Flue Gas Flow | Nm3/h
k_7f6sgq | k_16mzdkl | United > Fuel Network > Utility Unit [UTI]A > Fuel ConsumersA > Utility Unit Specific BoilerC-specific_boiler_c > Utility Unit Specific Boiler StackA | Utility Unit Specific Boiler Stack | NOx Emission | ppm
k_7f6sgq | k_18o4gr4 | United > Fuel Network > Utility Unit [UTI]A > Fuel ConsumersA > Utility Unit Specific BoilerC-specific_boiler_c > Utility Unit Specific Boiler StackA | Utility Unit Specific Boiler Stack | O2 in Flue Gas | vol%
k_7f6sgq | k_1gl043s | United > Fuel Network > Utility Unit [UTI]A > Fuel ConsumersA > Utility Unit Specific BoilerC-specific_boiler_c > Utility Unit Specific Boiler StackA | Utility Unit Specific Boiler Stack | SOx Emission | ppm
k_7f6sgq | k_1lgqnu6 | United > Fuel Network > Utility Unit [UTI]A > Fuel ConsumersA > Utility Unit Specific BoilerC-specific_boiler_c > Utility Unit Specific Boiler StackA | Utility Unit Specific Boiler Stack | Stack Draft | mmH2O
k_7f6sgq | k_17sdhhj | United > Fuel Network > Utility Unit [UTI]A > Fuel ConsumersA > Utility Unit Specific BoilerC-specific_boiler_c > Utility Unit Specific Boiler StackA | Utility Unit Specific Boiler Stack | Stack Temperature | degC
k_f3bzro | k_1dfnbsj | United > Fuel Network > Utility Unit [UTI]A > Fuel ConsumersA > Utility Unit Specific BoilerC-specific_boiler_c > Utility Unit Specific Boiler Steam DrumA | Utility Unit Specific Boiler Steam Drum | Drum Level | percent
k_f3bzro | k_4zfti8 | United > Fuel Network > Utility Unit [UTI]A > Fuel ConsumersA > Utility Unit Specific BoilerC-specific_boiler_c > Utility Unit Specific Boiler Steam DrumA | Utility Unit Specific Boiler Steam Drum | Drum Pressure | bar
k_f3bzro | k_1o7u9ah | United > Fuel Network > Utility Unit [UTI]A > Fuel ConsumersA > Utility Unit Specific BoilerC-specific_boiler_c > Utility Unit Specific Boiler Steam DrumA | Utility Unit Specific Boiler Steam Drum | Drum Temperature | degC
k_f3bzro | k_md9ske | United > Fuel Network > Utility Unit [UTI]A > Fuel ConsumersA > Utility Unit Specific BoilerC-specific_boiler_c > Utility Unit Specific Boiler Steam DrumA | Utility Unit Specific Boiler Steam Drum | Drum Vent Flow | metric_ton/h
k_12z36t6 | k_1igv3id | United > Fuel Network > Utility Unit [UTI]A > Fuel ConsumersA > Utility Unit Specific BoilerC-specific_boiler_c > Utility Unit Specific Boiler SuperheaterA | Utility Unit Specific Boiler Superheater | Attemperator Flow Opening | percent
k_12z36t6 | k_zm0e6w | United > Fuel Network > Utility Unit [UTI]A > Fuel ConsumersA > Utility Unit Specific BoilerC-specific_boiler_c > Utility Unit Specific Boiler SuperheaterA | Utility Unit Specific Boiler Superheater | Attemperator Spray Flow | metric_ton/h
k_12z36t6 | k_lh1v9w | United > Fuel Network > Utility Unit [UTI]A > Fuel ConsumersA > Utility Unit Specific BoilerC-specific_boiler_c > Utility Unit Specific Boiler SuperheaterA | Utility Unit Specific Boiler Superheater | Steam Inlet Pressure | bar
k_12z36t6 | k_1dzzkjh | United > Fuel Network > Utility Unit [UTI]A > Fuel ConsumersA > Utility Unit Specific BoilerC-specific_boiler_c > Utility Unit Specific Boiler SuperheaterA | Utility Unit Specific Boiler Superheater | Steam Inlet Temperature | degC
k_12z36t6 | k_1wzl1y5 | United > Fuel Network > Utility Unit [UTI]A > Fuel ConsumersA > Utility Unit Specific BoilerC-specific_boiler_c > Utility Unit Specific Boiler SuperheaterA | Utility Unit Specific Boiler Superheater | Steam Outlet Pressure | bar
k_12z36t6 | k_1pi2wlw | United > Fuel Network > Utility Unit [UTI]A > Fuel ConsumersA > Utility Unit Specific BoilerC-specific_boiler_c > Utility Unit Specific Boiler SuperheaterA | Utility Unit Specific Boiler Superheater | Steam Outlet Temperature | degC
k_12z36t6 | k_1dj3580 | United > Fuel Network > Utility Unit [UTI]A > Fuel ConsumersA > Utility Unit Specific BoilerC-specific_boiler_c > Utility Unit Specific Boiler SuperheaterA | Utility Unit Specific Boiler Superheater | Tube Skin Temperature | degC
k_1sau8ya | k_185ph8l | United > Fuel Network > Utility Unit [UTI]A > Fuel ConsumersA > Utility Unit Specific BoilerD-specific_boiler_d | Utility Unit Specific Boiler | Fuel Flow | Nm3/h
k_1sau8ya | k_k495z0 | United > Fuel Network > Utility Unit [UTI]A > Fuel ConsumersA > Utility Unit Specific BoilerD-specific_boiler_d | Utility Unit Specific Boiler | Steam Output | metric_ton/h
k_1sau8ya | k_6cllwl | United > Fuel Network > Utility Unit [UTI]A > Fuel ConsumersA > Utility Unit Specific BoilerD-specific_boiler_d | Utility Unit Specific Boiler | Boiler Efficiency | percent
k_1sau8ya | k_ihlu3v | United > Fuel Network > Utility Unit [UTI]A > Fuel ConsumersA > Utility Unit Specific BoilerD-specific_boiler_d | Utility Unit Specific Boiler | Excess O2 | percent
k_rprlie | k_9g0wol | United > Fuel Network > Utility Unit [UTI]A > Fuel ConsumersA > Utility Unit Specific BoilerD-specific_boiler_d > Utility Unit Specific Boiler Air PreheaterA | Utility Unit Specific Boiler Air Preheater | Air Inlet Temperature | degC
k_rprlie | k_1w374rg | United > Fuel Network > Utility Unit [UTI]A > Fuel ConsumersA > Utility Unit Specific BoilerD-specific_boiler_d > Utility Unit Specific Boiler Air PreheaterA | Utility Unit Specific Boiler Air Preheater | Air Outlet Temperature | degC
k_rprlie | k_10f5rgc | United > Fuel Network > Utility Unit [UTI]A > Fuel ConsumersA > Utility Unit Specific BoilerD-specific_boiler_d > Utility Unit Specific Boiler Air PreheaterA | Utility Unit Specific Boiler Air Preheater | Air Side Differential Pressure | bar
k_rprlie | k_vs6sol | United > Fuel Network > Utility Unit [UTI]A > Fuel ConsumersA > Utility Unit Specific BoilerD-specific_boiler_d > Utility Unit Specific Boiler Air PreheaterA | Utility Unit Specific Boiler Air Preheater | Flue Inlet Temperature | degC
k_rprlie | k_ad1km4 | United > Fuel Network > Utility Unit [UTI]A > Fuel ConsumersA > Utility Unit Specific BoilerD-specific_boiler_d > Utility Unit Specific Boiler Air PreheaterA | Utility Unit Specific Boiler Air Preheater | Flue Outlet Temperature | degC
k_rprlie | k_1h2zqx | United > Fuel Network > Utility Unit [UTI]A > Fuel ConsumersA > Utility Unit Specific BoilerD-specific_boiler_d > Utility Unit Specific Boiler Air PreheaterA | Utility Unit Specific Boiler Air Preheater | Leakage | percent
k_sr579e | k_1ud7pw | United > Fuel Network > Utility Unit [UTI]A > Fuel ConsumersA > Utility Unit Specific BoilerD-specific_boiler_d > Utility Unit Specific Boiler BFW SystemA | Utility Unit Specific Boiler BFW System | BFW Header Pressure | bar
k_sr579e | k_1ozbv25 | United > Fuel Network > Utility Unit [UTI]A > Fuel ConsumersA > Utility Unit Specific BoilerD-specific_boiler_d > Utility Unit Specific Boiler BFW SystemA | Utility Unit Specific Boiler BFW System | BFW Header Temperature | degC
k_sr579e | k_10rpux2 | United > Fuel Network > Utility Unit [UTI]A > Fuel ConsumersA > Utility Unit Specific BoilerD-specific_boiler_d > Utility Unit Specific Boiler BFW SystemA | Utility Unit Specific Boiler BFW System | BFW Inlet Flow | metric_ton/h
k_sr579e | k_19lndod | United > Fuel Network > Utility Unit [UTI]A > Fuel ConsumersA > Utility Unit Specific BoilerD-specific_boiler_d > Utility Unit Specific Boiler BFW SystemA | Utility Unit Specific Boiler BFW System | BFW Quality (Conductivity) | uS/cm
k_dbojn3 | k_9eov1k | United > Fuel Network > Utility Unit [UTI]A > Fuel ConsumersA > Utility Unit Specific BoilerD-specific_boiler_d > Utility Unit Specific Boiler BFW SystemA > Utility Unit Specific Boiler BFW PumpA | Utility Unit Specific Boiler BFW Pump | Bearing Temperature | degC
k_dbojn3 | k_43wuhy | United > Fuel Network > Utility Unit [UTI]A > Fuel ConsumersA > Utility Unit Specific BoilerD-specific_boiler_d > Utility Unit Specific Boiler BFW SystemA > Utility Unit Specific Boiler BFW PumpA | Utility Unit Specific Boiler BFW Pump | Discharge Flow | metric_ton/h
k_dbojn3 | k_cd2y8h | United > Fuel Network > Utility Unit [UTI]A > Fuel ConsumersA > Utility Unit Specific BoilerD-specific_boiler_d > Utility Unit Specific Boiler BFW SystemA > Utility Unit Specific Boiler BFW PumpA | Utility Unit Specific Boiler BFW Pump | Discharge Pressure | bar
k_dbojn3 | k_5qdn9u | United > Fuel Network > Utility Unit [UTI]A > Fuel ConsumersA > Utility Unit Specific BoilerD-specific_boiler_d > Utility Unit Specific Boiler BFW SystemA > Utility Unit Specific Boiler BFW PumpA | Utility Unit Specific Boiler BFW Pump | Driver Steam Flow | metric_ton/h
k_dbojn3 | k_aqufma | United > Fuel Network > Utility Unit [UTI]A > Fuel ConsumersA > Utility Unit Specific BoilerD-specific_boiler_d > Utility Unit Specific Boiler BFW SystemA > Utility Unit Specific Boiler BFW PumpA | Utility Unit Specific Boiler BFW Pump | Motor Current | A
k_dbojn3 | k_yq9ze8 | United > Fuel Network > Utility Unit [UTI]A > Fuel ConsumersA > Utility Unit Specific BoilerD-specific_boiler_d > Utility Unit Specific Boiler BFW SystemA > Utility Unit Specific Boiler BFW PumpA | Utility Unit Specific Boiler BFW Pump | Power Output | kW
k_dbojn3 | k_3irlpz | United > Fuel Network > Utility Unit [UTI]A > Fuel ConsumersA > Utility Unit Specific BoilerD-specific_boiler_d > Utility Unit Specific Boiler BFW SystemA > Utility Unit Specific Boiler BFW PumpA | Utility Unit Specific Boiler BFW Pump | Speed | rpm
k_dbojn3 | k_1crpa98 | United > Fuel Network > Utility Unit [UTI]A > Fuel ConsumersA > Utility Unit Specific BoilerD-specific_boiler_d > Utility Unit Specific Boiler BFW SystemA > Utility Unit Specific Boiler BFW PumpA | Utility Unit Specific Boiler BFW Pump | Suction Pressure | bar
k_dbojn3 | k_o7i05e | United > Fuel Network > Utility Unit [UTI]A > Fuel ConsumersA > Utility Unit Specific BoilerD-specific_boiler_d > Utility Unit Specific Boiler BFW SystemA > Utility Unit Specific Boiler BFW PumpA | Utility Unit Specific Boiler BFW Pump | Vibration | mm/s
k_1q3yoph | k_t0vkcx | United > Fuel Network > Utility Unit [UTI]A > Fuel ConsumersA > Utility Unit Specific BoilerD-specific_boiler_d > Utility Unit Specific Boiler Blowdown SystemA | Utility Unit Specific Boiler Blowdown System | Blowdown Conductivity | uS/cm
k_1q3yoph | k_7rwgk | United > Fuel Network > Utility Unit [UTI]A > Fuel ConsumersA > Utility Unit Specific BoilerD-specific_boiler_d > Utility Unit Specific Boiler Blowdown SystemA | Utility Unit Specific Boiler Blowdown System | Blowdown Flow Controller Opening | percent
k_1q3yoph | k_edoz1p | United > Fuel Network > Utility Unit [UTI]A > Fuel ConsumersA > Utility Unit Specific BoilerD-specific_boiler_d > Utility Unit Specific Boiler Blowdown SystemA | Utility Unit Specific Boiler Blowdown System | Blowdown TDS | ppm
k_1q3yoph | k_1l2w5f5 | United > Fuel Network > Utility Unit [UTI]A > Fuel ConsumersA > Utility Unit Specific BoilerD-specific_boiler_d > Utility Unit Specific Boiler Blowdown SystemA | Utility Unit Specific Boiler Blowdown System | Continuous Blowdown Flow | metric_ton/h
k_1q3yoph | k_5tn1o1 | United > Fuel Network > Utility Unit [UTI]A > Fuel ConsumersA > Utility Unit Specific BoilerD-specific_boiler_d > Utility Unit Specific Boiler Blowdown SystemA | Utility Unit Specific Boiler Blowdown System | Flash Drum Pressure | bar
k_1q3yoph | k_to31wm | United > Fuel Network > Utility Unit [UTI]A > Fuel ConsumersA > Utility Unit Specific BoilerD-specific_boiler_d > Utility Unit Specific Boiler Blowdown SystemA | Utility Unit Specific Boiler Blowdown System | Flash Steam Flow | metric_ton/h
k_1q3yoph | k_r54o2r | United > Fuel Network > Utility Unit [UTI]A > Fuel ConsumersA > Utility Unit Specific BoilerD-specific_boiler_d > Utility Unit Specific Boiler Blowdown SystemA | Utility Unit Specific Boiler Blowdown System | Intermittent Blowdown Flow | metric_ton/h
k_9sm3uw | k_nvgdn3 | United > Fuel Network > Utility Unit [UTI]A > Fuel ConsumersA > Utility Unit Specific BoilerD-specific_boiler_d > Utility Unit Specific Boiler Combustion SystemA | Utility Unit Specific Boiler Combustion System | Atomizing Steam Flow | metric_ton/h
k_9sm3uw | k_1wsib5d | United > Fuel Network > Utility Unit [UTI]A > Fuel ConsumersA > Utility Unit Specific BoilerD-specific_boiler_d > Utility Unit Specific Boiler Combustion SystemA | Utility Unit Specific Boiler Combustion System | Burner Header Pressure | bar
k_9sm3uw | k_vk7xwf | United > Fuel Network > Utility Unit [UTI]A > Fuel ConsumersA > Utility Unit Specific BoilerD-specific_boiler_d > Utility Unit Specific Boiler Combustion SystemA | Utility Unit Specific Boiler Combustion System | Excess O2 Setpoint | vol%
k_9sm3uw | k_nemqla | United > Fuel Network > Utility Unit [UTI]A > Fuel ConsumersA > Utility Unit Specific BoilerD-specific_boiler_d > Utility Unit Specific Boiler Combustion SystemA | Utility Unit Specific Boiler Combustion System | Pilot Gas Flow | metric_ton/h
k_9sm3uw | k_1q1tx7o | United > Fuel Network > Utility Unit [UTI]A > Fuel ConsumersA > Utility Unit Specific BoilerD-specific_boiler_d > Utility Unit Specific Boiler Combustion SystemA | Utility Unit Specific Boiler Combustion System | Total Combustion Air Flow | Nm3/h
k_wop07m | k_17scrd | United > Fuel Network > Utility Unit [UTI]A > Fuel ConsumersA > Utility Unit Specific BoilerD-specific_boiler_d > Utility Unit Specific Boiler Combustion SystemA > Utility Unit Specific Boiler BurnerA | Utility Unit Specific Boiler Burner | Burner Air Flow | Nm3/h
k_wop07m | k_1d6dixr | United > Fuel Network > Utility Unit [UTI]A > Fuel ConsumersA > Utility Unit Specific BoilerD-specific_boiler_d > Utility Unit Specific Boiler Combustion SystemA > Utility Unit Specific Boiler BurnerA | Utility Unit Specific Boiler Burner | Burner Backpressure | bar
k_wop07m | k_1lwb2s9 | United > Fuel Network > Utility Unit [UTI]A > Fuel ConsumersA > Utility Unit Specific BoilerD-specific_boiler_d > Utility Unit Specific Boiler Combustion SystemA > Utility Unit Specific Boiler BurnerA | Utility Unit Specific Boiler Burner | Burner Fuel Flow | Nm3/h
k_wop07m | k_i4k0oq | United > Fuel Network > Utility Unit [UTI]A > Fuel ConsumersA > Utility Unit Specific BoilerD-specific_boiler_d > Utility Unit Specific Boiler Combustion SystemA > Utility Unit Specific Boiler BurnerA | Utility Unit Specific Boiler Burner | Flame Status
k_wop07m | k_1bx1b7b | United > Fuel Network > Utility Unit [UTI]A > Fuel ConsumersA > Utility Unit Specific BoilerD-specific_boiler_d > Utility Unit Specific Boiler Combustion SystemA > Utility Unit Specific Boiler BurnerA | Utility Unit Specific Boiler Burner | Pilot Status
k_84ukpf | k_2076pw | United > Fuel Network > Utility Unit [UTI]A > Fuel ConsumersA > Utility Unit Specific BoilerD-specific_boiler_d > Utility Unit Specific Boiler Convection SectionA | Utility Unit Specific Boiler Convection Section | Draft at Arch | mmH2O
k_84ukpf | k_1ybbecg | United > Fuel Network > Utility Unit [UTI]A > Fuel ConsumersA > Utility Unit Specific BoilerD-specific_boiler_d > Utility Unit Specific Boiler Convection SectionA | Utility Unit Specific Boiler Convection Section | Flue Inlet Temperature | degC
k_84ukpf | k_1vm1js9 | United > Fuel Network > Utility Unit [UTI]A > Fuel ConsumersA > Utility Unit Specific BoilerD-specific_boiler_d > Utility Unit Specific Boiler Convection SectionA | Utility Unit Specific Boiler Convection Section | Flue Outlet Temperature | degC
k_119yccb | k_1vtv0sc | United > Fuel Network > Utility Unit [UTI]A > Fuel ConsumersA > Utility Unit Specific BoilerD-specific_boiler_d > Utility Unit Specific Boiler DesuperheaterA | Utility Unit Specific Boiler Desuperheater | Inlet Steam Temperature | degC
k_119yccb | k_1a9djr | United > Fuel Network > Utility Unit [UTI]A > Fuel ConsumersA > Utility Unit Specific BoilerD-specific_boiler_d > Utility Unit Specific Boiler DesuperheaterA | Utility Unit Specific Boiler Desuperheater | Outlet Steam Setpoint | degC
k_119yccb | k_76hbg5 | United > Fuel Network > Utility Unit [UTI]A > Fuel ConsumersA > Utility Unit Specific BoilerD-specific_boiler_d > Utility Unit Specific Boiler DesuperheaterA | Utility Unit Specific Boiler Desuperheater | Outlet Steam Temperature | degC
k_119yccb | k_jsrytt | United > Fuel Network > Utility Unit [UTI]A > Fuel ConsumersA > Utility Unit Specific BoilerD-specific_boiler_d > Utility Unit Specific Boiler DesuperheaterA | Utility Unit Specific Boiler Desuperheater | Spray Valve Opening | percent
k_119yccb | k_16udvfu | United > Fuel Network > Utility Unit [UTI]A > Fuel ConsumersA > Utility Unit Specific BoilerD-specific_boiler_d > Utility Unit Specific Boiler DesuperheaterA | Utility Unit Specific Boiler Desuperheater | Spray Water Flow | metric_ton/h
k_4t7hmd | k_1xjpx8v | United > Fuel Network > Utility Unit [UTI]A > Fuel ConsumersA > Utility Unit Specific BoilerD-specific_boiler_d > Utility Unit Specific Boiler EconomizerA | Utility Unit Specific Boiler Economizer | BFW Inlet Temperature | degC
k_4t7hmd | k_17aq86e | United > Fuel Network > Utility Unit [UTI]A > Fuel ConsumersA > Utility Unit Specific BoilerD-specific_boiler_d > Utility Unit Specific Boiler EconomizerA | Utility Unit Specific Boiler Economizer | BFW Outlet Temperature | degC
k_4t7hmd | k_1kpaw7a | United > Fuel Network > Utility Unit [UTI]A > Fuel ConsumersA > Utility Unit Specific BoilerD-specific_boiler_d > Utility Unit Specific Boiler EconomizerA | Utility Unit Specific Boiler Economizer | Flue Inlet Temperature | degC
k_4t7hmd | k_1vo1tzj | United > Fuel Network > Utility Unit [UTI]A > Fuel ConsumersA > Utility Unit Specific BoilerD-specific_boiler_d > Utility Unit Specific Boiler EconomizerA | Utility Unit Specific Boiler Economizer | Flue Outlet Temperature | degC
k_doogfe | k_1gc3tti | United > Fuel Network > Utility Unit [UTI]A > Fuel ConsumersA > Utility Unit Specific BoilerD-specific_boiler_d > Utility Unit Specific Boiler Evaporator SectionA | Utility Unit Specific Boiler Evaporator Section | Inlet Gas Temperature | degC
k_doogfe | k_engrfj | United > Fuel Network > Utility Unit [UTI]A > Fuel ConsumersA > Utility Unit Specific BoilerD-specific_boiler_d > Utility Unit Specific Boiler Evaporator SectionA | Utility Unit Specific Boiler Evaporator Section | Outlet Gas Temperature | degC
k_doogfe | k_qlywv1 | United > Fuel Network > Utility Unit [UTI]A > Fuel ConsumersA > Utility Unit Specific BoilerD-specific_boiler_d > Utility Unit Specific Boiler Evaporator SectionA | Utility Unit Specific Boiler Evaporator Section | Steam Generation | metric_ton/h
k_doogfe | k_1y3kqon | United > Fuel Network > Utility Unit [UTI]A > Fuel ConsumersA > Utility Unit Specific BoilerD-specific_boiler_d > Utility Unit Specific Boiler Evaporator SectionA | Utility Unit Specific Boiler Evaporator Section | Tube Differential Pressure | bar
k_1al8oqn | k_2n81o8 | United > Fuel Network > Utility Unit [UTI]A > Fuel ConsumersA > Utility Unit Specific BoilerD-specific_boiler_d > Utility Unit Specific Boiler FD FanA | Utility Unit Specific Boiler FD Fan | Bearing Temperature | degC
k_1al8oqn | k_1y9eao1 | United > Fuel Network > Utility Unit [UTI]A > Fuel ConsumersA > Utility Unit Specific BoilerD-specific_boiler_d > Utility Unit Specific Boiler FD FanA | Utility Unit Specific Boiler FD Fan | Discharge Pressure | bar
k_1al8oqn | k_1xb84zl | United > Fuel Network > Utility Unit [UTI]A > Fuel ConsumersA > Utility Unit Specific BoilerD-specific_boiler_d > Utility Unit Specific Boiler FD FanA | Utility Unit Specific Boiler FD Fan | Inlet Damper Opening | percent
k_1al8oqn | k_irv936 | United > Fuel Network > Utility Unit [UTI]A > Fuel ConsumersA > Utility Unit Specific BoilerD-specific_boiler_d > Utility Unit Specific Boiler FD FanA | Utility Unit Specific Boiler FD Fan | Motor Current | A
k_1al8oqn | k_xunjaf | United > Fuel Network > Utility Unit [UTI]A > Fuel ConsumersA > Utility Unit Specific BoilerD-specific_boiler_d > Utility Unit Specific Boiler FD FanA | Utility Unit Specific Boiler FD Fan | Speed | rpm
k_1al8oqn | k_3g1fyq | United > Fuel Network > Utility Unit [UTI]A > Fuel ConsumersA > Utility Unit Specific BoilerD-specific_boiler_d > Utility Unit Specific Boiler FD FanA | Utility Unit Specific Boiler FD Fan | Vibration | mm/s
k_8tcgj4 | k_42yvp3 | United > Fuel Network > Utility Unit [UTI]A > Fuel ConsumersA > Utility Unit Specific BoilerD-specific_boiler_d > Utility Unit Specific Boiler ID FanA | Utility Unit Specific Boiler ID Fan | Bearing Temperature | degC
k_8tcgj4 | k_1it1h2m | United > Fuel Network > Utility Unit [UTI]A > Fuel ConsumersA > Utility Unit Specific BoilerD-specific_boiler_d > Utility Unit Specific Boiler ID FanA | Utility Unit Specific Boiler ID Fan | Discharge Pressure | bar
k_8tcgj4 | k_1555tda | United > Fuel Network > Utility Unit [UTI]A > Fuel ConsumersA > Utility Unit Specific BoilerD-specific_boiler_d > Utility Unit Specific Boiler ID FanA | Utility Unit Specific Boiler ID Fan | Inlet Damper Opening | percent
k_8tcgj4 | k_1ohj1fx | United > Fuel Network > Utility Unit [UTI]A > Fuel ConsumersA > Utility Unit Specific BoilerD-specific_boiler_d > Utility Unit Specific Boiler ID FanA | Utility Unit Specific Boiler ID Fan | Motor Current | A
k_8tcgj4 | k_jpypm0 | United > Fuel Network > Utility Unit [UTI]A > Fuel ConsumersA > Utility Unit Specific BoilerD-specific_boiler_d > Utility Unit Specific Boiler ID FanA | Utility Unit Specific Boiler ID Fan | Speed | rpm
k_8tcgj4 | k_1kj9nh | United > Fuel Network > Utility Unit [UTI]A > Fuel ConsumersA > Utility Unit Specific BoilerD-specific_boiler_d > Utility Unit Specific Boiler ID FanA | Utility Unit Specific Boiler ID Fan | Vibration | mm/s
k_1k1zlw8 | k_9hyed3 | United > Fuel Network > Utility Unit [UTI]A > Fuel ConsumersA > Utility Unit Specific BoilerD-specific_boiler_d > Utility Unit Specific Boiler Radiant SectionA | Utility Unit Specific Boiler Radiant Section | Box Draft | mmH2O
k_1k1zlw8 | k_xda8xn | United > Fuel Network > Utility Unit [UTI]A > Fuel ConsumersA > Utility Unit Specific BoilerD-specific_boiler_d > Utility Unit Specific Boiler Radiant SectionA | Utility Unit Specific Boiler Radiant Section | Radiant Box Temperature | degC
k_1k1zlw8 | k_ulw2m6 | United > Fuel Network > Utility Unit [UTI]A > Fuel ConsumersA > Utility Unit Specific BoilerD-specific_boiler_d > Utility Unit Specific Boiler Radiant SectionA | Utility Unit Specific Boiler Radiant Section | Tube Skin Temperature (TMT) | degC
k_11ufjfb | k_1ra97e4 | United > Fuel Network > Utility Unit [UTI]A > Fuel ConsumersA > Utility Unit Specific BoilerD-specific_boiler_d > Utility Unit Specific Boiler Soot Blower SystemA | Utility Unit Specific Boiler Soot Blower System | Cycle Status
k_11ufjfb | k_qkzchq | United > Fuel Network > Utility Unit [UTI]A > Fuel ConsumersA > Utility Unit Specific BoilerD-specific_boiler_d > Utility Unit Specific Boiler Soot Blower SystemA | Utility Unit Specific Boiler Soot Blower System | Last Run Time | h
k_11ufjfb | k_18mb1g2 | United > Fuel Network > Utility Unit [UTI]A > Fuel ConsumersA > Utility Unit Specific BoilerD-specific_boiler_d > Utility Unit Specific Boiler Soot Blower SystemA | Utility Unit Specific Boiler Soot Blower System | Soot Blower Steam Flow | metric_ton/h
k_11ufjfb | k_1bq09r9 | United > Fuel Network > Utility Unit [UTI]A > Fuel ConsumersA > Utility Unit Specific BoilerD-specific_boiler_d > Utility Unit Specific Boiler Soot Blower SystemA | Utility Unit Specific Boiler Soot Blower System | Soot Blower Steam Pressure | bar
k_154zpi2 | k_h2yb6p | United > Fuel Network > Utility Unit [UTI]A > Fuel ConsumersA > Utility Unit Specific BoilerD-specific_boiler_d > Utility Unit Specific Boiler StackA | Utility Unit Specific Boiler Stack | CO in Flue Gas | ppm
k_154zpi2 | k_t0liig | United > Fuel Network > Utility Unit [UTI]A > Fuel ConsumersA > Utility Unit Specific BoilerD-specific_boiler_d > Utility Unit Specific Boiler StackA | Utility Unit Specific Boiler Stack | Flue Gas Flow | Nm3/h
k_154zpi2 | k_1k407g5 | United > Fuel Network > Utility Unit [UTI]A > Fuel ConsumersA > Utility Unit Specific BoilerD-specific_boiler_d > Utility Unit Specific Boiler StackA | Utility Unit Specific Boiler Stack | NOx Emission | ppm
k_154zpi2 | k_2ukrkg | United > Fuel Network > Utility Unit [UTI]A > Fuel ConsumersA > Utility Unit Specific BoilerD-specific_boiler_d > Utility Unit Specific Boiler StackA | Utility Unit Specific Boiler Stack | O2 in Flue Gas | vol%
k_154zpi2 | k_gpcyko | United > Fuel Network > Utility Unit [UTI]A > Fuel ConsumersA > Utility Unit Specific BoilerD-specific_boiler_d > Utility Unit Specific Boiler StackA | Utility Unit Specific Boiler Stack | SOx Emission | ppm
k_154zpi2 | k_tz648e | United > Fuel Network > Utility Unit [UTI]A > Fuel ConsumersA > Utility Unit Specific BoilerD-specific_boiler_d > Utility Unit Specific Boiler StackA | Utility Unit Specific Boiler Stack | Stack Draft | mmH2O
k_154zpi2 | k_1pomrnr | United > Fuel Network > Utility Unit [UTI]A > Fuel ConsumersA > Utility Unit Specific BoilerD-specific_boiler_d > Utility Unit Specific Boiler StackA | Utility Unit Specific Boiler Stack | Stack Temperature | degC
k_1pyflzo | k_weo2ib | United > Fuel Network > Utility Unit [UTI]A > Fuel ConsumersA > Utility Unit Specific BoilerD-specific_boiler_d > Utility Unit Specific Boiler Steam DrumA | Utility Unit Specific Boiler Steam Drum | Drum Level | percent
k_1pyflzo | k_tkix9c | United > Fuel Network > Utility Unit [UTI]A > Fuel ConsumersA > Utility Unit Specific BoilerD-specific_boiler_d > Utility Unit Specific Boiler Steam DrumA | Utility Unit Specific Boiler Steam Drum | Drum Pressure | bar
k_1pyflzo | k_j250w9 | United > Fuel Network > Utility Unit [UTI]A > Fuel ConsumersA > Utility Unit Specific BoilerD-specific_boiler_d > Utility Unit Specific Boiler Steam DrumA | Utility Unit Specific Boiler Steam Drum | Drum Temperature | degC
k_1pyflzo | k_1dnofxa | United > Fuel Network > Utility Unit [UTI]A > Fuel ConsumersA > Utility Unit Specific BoilerD-specific_boiler_d > Utility Unit Specific Boiler Steam DrumA | Utility Unit Specific Boiler Steam Drum | Drum Vent Flow | metric_ton/h
k_8s8dq2 | k_1n92shx | United > Fuel Network > Utility Unit [UTI]A > Fuel ConsumersA > Utility Unit Specific BoilerD-specific_boiler_d > Utility Unit Specific Boiler SuperheaterA | Utility Unit Specific Boiler Superheater | Attemperator Flow Opening | percent
k_8s8dq2 | k_1h6j5lk | United > Fuel Network > Utility Unit [UTI]A > Fuel ConsumersA > Utility Unit Specific BoilerD-specific_boiler_d > Utility Unit Specific Boiler SuperheaterA | Utility Unit Specific Boiler Superheater | Attemperator Spray Flow | metric_ton/h
k_8s8dq2 | k_1ygytzo | United > Fuel Network > Utility Unit [UTI]A > Fuel ConsumersA > Utility Unit Specific BoilerD-specific_boiler_d > Utility Unit Specific Boiler SuperheaterA | Utility Unit Specific Boiler Superheater | Steam Inlet Pressure | bar
k_8s8dq2 | k_2t8b25 | United > Fuel Network > Utility Unit [UTI]A > Fuel ConsumersA > Utility Unit Specific BoilerD-specific_boiler_d > Utility Unit Specific Boiler SuperheaterA | Utility Unit Specific Boiler Superheater | Steam Inlet Temperature | degC
k_8s8dq2 | k_prhopp | United > Fuel Network > Utility Unit [UTI]A > Fuel ConsumersA > Utility Unit Specific BoilerD-specific_boiler_d > Utility Unit Specific Boiler SuperheaterA | Utility Unit Specific Boiler Superheater | Steam Outlet Pressure | bar
k_8s8dq2 | k_9hrnmc | United > Fuel Network > Utility Unit [UTI]A > Fuel ConsumersA > Utility Unit Specific BoilerD-specific_boiler_d > Utility Unit Specific Boiler SuperheaterA | Utility Unit Specific Boiler Superheater | Steam Outlet Temperature | degC
k_8s8dq2 | k_84wltc | United > Fuel Network > Utility Unit [UTI]A > Fuel ConsumersA > Utility Unit Specific BoilerD-specific_boiler_d > Utility Unit Specific Boiler SuperheaterA | Utility Unit Specific Boiler Superheater | Tube Skin Temperature | degC
k_16qelua | k_1qfjj2d | United > Fuel Network > Utility Unit [UTI]A > Fuel ConsumersA > Utility Unit Specific BoilerE-specific_boiler_e | Utility Unit Specific Boiler | Fuel Flow | Nm3/h
k_16qelua | k_2panr0 | United > Fuel Network > Utility Unit [UTI]A > Fuel ConsumersA > Utility Unit Specific BoilerE-specific_boiler_e | Utility Unit Specific Boiler | Steam Output | metric_ton/h
k_16qelua | k_mxu12d | United > Fuel Network > Utility Unit [UTI]A > Fuel ConsumersA > Utility Unit Specific BoilerE-specific_boiler_e | Utility Unit Specific Boiler | Boiler Efficiency | percent
k_16qelua | k_wnexnv | United > Fuel Network > Utility Unit [UTI]A > Fuel ConsumersA > Utility Unit Specific BoilerE-specific_boiler_e | Utility Unit Specific Boiler | Excess O2 | percent
k_q7nmxy | k_263d11 | United > Fuel Network > Utility Unit [UTI]A > Fuel ConsumersA > Utility Unit Specific BoilerE-specific_boiler_e > Utility Unit Specific Boiler Air PreheaterA | Utility Unit Specific Boiler Air Preheater | Air Inlet Temperature | degC
k_q7nmxy | k_rjgzoc | United > Fuel Network > Utility Unit [UTI]A > Fuel ConsumersA > Utility Unit Specific BoilerE-specific_boiler_e > Utility Unit Specific Boiler Air PreheaterA | Utility Unit Specific Boiler Air Preheater | Air Outlet Temperature | degC
k_q7nmxy | k_1rd9b3w | United > Fuel Network > Utility Unit [UTI]A > Fuel ConsumersA > Utility Unit Specific BoilerE-specific_boiler_e > Utility Unit Specific Boiler Air PreheaterA | Utility Unit Specific Boiler Air Preheater | Air Side Differential Pressure | bar
k_q7nmxy | k_1hg9dh1 | United > Fuel Network > Utility Unit [UTI]A > Fuel ConsumersA > Utility Unit Specific BoilerE-specific_boiler_e > Utility Unit Specific Boiler Air PreheaterA | Utility Unit Specific Boiler Air Preheater | Flue Inlet Temperature | degC
k_q7nmxy | k_snldcs | United > Fuel Network > Utility Unit [UTI]A > Fuel ConsumersA > Utility Unit Specific BoilerE-specific_boiler_e > Utility Unit Specific Boiler Air PreheaterA | Utility Unit Specific Boiler Air Preheater | Flue Outlet Temperature | degC
k_q7nmxy | k_16ldz95 | United > Fuel Network > Utility Unit [UTI]A > Fuel ConsumersA > Utility Unit Specific BoilerE-specific_boiler_e > Utility Unit Specific Boiler Air PreheaterA | Utility Unit Specific Boiler Air Preheater | Leakage | percent
k_1bni4zm | k_1vyibro | United > Fuel Network > Utility Unit [UTI]A > Fuel ConsumersA > Utility Unit Specific BoilerE-specific_boiler_e > Utility Unit Specific Boiler BFW SystemA | Utility Unit Specific Boiler BFW System | BFW Header Pressure | bar
k_1bni4zm | k_2qa1x9 | United > Fuel Network > Utility Unit [UTI]A > Fuel ConsumersA > Utility Unit Specific BoilerE-specific_boiler_e > Utility Unit Specific Boiler BFW SystemA | Utility Unit Specific Boiler BFW System | BFW Header Temperature | degC
k_1bni4zm | k_aez8cm | United > Fuel Network > Utility Unit [UTI]A > Fuel ConsumersA > Utility Unit Specific BoilerE-specific_boiler_e > Utility Unit Specific Boiler BFW SystemA | Utility Unit Specific Boiler BFW System | BFW Inlet Flow | metric_ton/h
k_1bni4zm | k_xo6zp9 | United > Fuel Network > Utility Unit [UTI]A > Fuel ConsumersA > Utility Unit Specific BoilerE-specific_boiler_e > Utility Unit Specific Boiler BFW SystemA | Utility Unit Specific Boiler BFW System | BFW Quality (Conductivity) | uS/cm
k_13eh19r | k_vxeqw | United > Fuel Network > Utility Unit [UTI]A > Fuel ConsumersA > Utility Unit Specific BoilerE-specific_boiler_e > Utility Unit Specific Boiler BFW SystemA > Utility Unit Specific Boiler BFW PumpA | Utility Unit Specific Boiler BFW Pump | Bearing Temperature | degC
k_13eh19r | k_a2xdwm | United > Fuel Network > Utility Unit [UTI]A > Fuel ConsumersA > Utility Unit Specific BoilerE-specific_boiler_e > Utility Unit Specific Boiler BFW SystemA > Utility Unit Specific Boiler BFW PumpA | Utility Unit Specific Boiler BFW Pump | Discharge Flow | metric_ton/h
k_13eh19r | k_1fl74ep | United > Fuel Network > Utility Unit [UTI]A > Fuel ConsumersA > Utility Unit Specific BoilerE-specific_boiler_e > Utility Unit Specific Boiler BFW SystemA > Utility Unit Specific Boiler BFW PumpA | Utility Unit Specific Boiler BFW Pump | Discharge Pressure | bar
k_13eh19r | k_1gtaf6a | United > Fuel Network > Utility Unit [UTI]A > Fuel ConsumersA > Utility Unit Specific BoilerE-specific_boiler_e > Utility Unit Specific Boiler BFW SystemA > Utility Unit Specific Boiler BFW PumpA | Utility Unit Specific Boiler BFW Pump | Driver Steam Flow | metric_ton/h
k_13eh19r | k_lsn0b6 | United > Fuel Network > Utility Unit [UTI]A > Fuel ConsumersA > Utility Unit Specific BoilerE-specific_boiler_e > Utility Unit Specific Boiler BFW SystemA > Utility Unit Specific Boiler BFW PumpA | Utility Unit Specific Boiler BFW Pump | Motor Current | A
k_13eh19r | k_cr859s | United > Fuel Network > Utility Unit [UTI]A > Fuel ConsumersA > Utility Unit Specific BoilerE-specific_boiler_e > Utility Unit Specific Boiler BFW SystemA > Utility Unit Specific Boiler BFW PumpA | Utility Unit Specific Boiler BFW Pump | Power Output | kW
k_13eh19r | k_fcvbw7 | United > Fuel Network > Utility Unit [UTI]A > Fuel ConsumersA > Utility Unit Specific BoilerE-specific_boiler_e > Utility Unit Specific Boiler BFW SystemA > Utility Unit Specific Boiler BFW PumpA | Utility Unit Specific Boiler BFW Pump | Speed | rpm
k_13eh19r | k_l0jhpo | United > Fuel Network > Utility Unit [UTI]A > Fuel ConsumersA > Utility Unit Specific BoilerE-specific_boiler_e > Utility Unit Specific Boiler BFW SystemA > Utility Unit Specific Boiler BFW PumpA | Utility Unit Specific Boiler BFW Pump | Suction Pressure | bar
k_13eh19r | k_6gzts2 | United > Fuel Network > Utility Unit [UTI]A > Fuel ConsumersA > Utility Unit Specific BoilerE-specific_boiler_e > Utility Unit Specific Boiler BFW SystemA > Utility Unit Specific Boiler BFW PumpA | Utility Unit Specific Boiler BFW Pump | Vibration | mm/s
k_fy92ol | k_13b9q4x | United > Fuel Network > Utility Unit [UTI]A > Fuel ConsumersA > Utility Unit Specific BoilerE-specific_boiler_e > Utility Unit Specific Boiler Blowdown SystemA | Utility Unit Specific Boiler Blowdown System | Blowdown Conductivity | uS/cm
k_fy92ol | k_3b29g4 | United > Fuel Network > Utility Unit [UTI]A > Fuel ConsumersA > Utility Unit Specific BoilerE-specific_boiler_e > Utility Unit Specific Boiler Blowdown SystemA | Utility Unit Specific Boiler Blowdown System | Blowdown Flow Controller Opening | percent
k_fy92ol | k_1b1nru5 | United > Fuel Network > Utility Unit [UTI]A > Fuel ConsumersA > Utility Unit Specific BoilerE-specific_boiler_e > Utility Unit Specific Boiler Blowdown SystemA | Utility Unit Specific Boiler Blowdown System | Blowdown TDS | ppm
k_fy92ol | k_q20j01 | United > Fuel Network > Utility Unit [UTI]A > Fuel ConsumersA > Utility Unit Specific BoilerE-specific_boiler_e > Utility Unit Specific Boiler Blowdown SystemA | Utility Unit Specific Boiler Blowdown System | Continuous Blowdown Flow | metric_ton/h
k_fy92ol | k_1t85svl | United > Fuel Network > Utility Unit [UTI]A > Fuel ConsumersA > Utility Unit Specific BoilerE-specific_boiler_e > Utility Unit Specific Boiler Blowdown SystemA | Utility Unit Specific Boiler Blowdown System | Flash Drum Pressure | bar
k_fy92ol | k_2uqome | United > Fuel Network > Utility Unit [UTI]A > Fuel ConsumersA > Utility Unit Specific BoilerE-specific_boiler_e > Utility Unit Specific Boiler Blowdown SystemA | Utility Unit Specific Boiler Blowdown System | Flash Steam Flow | metric_ton/h
k_fy92ol | k_1mmjp9f | United > Fuel Network > Utility Unit [UTI]A > Fuel ConsumersA > Utility Unit Specific BoilerE-specific_boiler_e > Utility Unit Specific Boiler Blowdown SystemA | Utility Unit Specific Boiler Blowdown System | Intermittent Blowdown Flow | metric_ton/h
k_15vpzk8 | k_17lyhn3 | United > Fuel Network > Utility Unit [UTI]A > Fuel ConsumersA > Utility Unit Specific BoilerE-specific_boiler_e > Utility Unit Specific Boiler Combustion SystemA | Utility Unit Specific Boiler Combustion System | Atomizing Steam Flow | metric_ton/h
k_15vpzk8 | k_1soewtt | United > Fuel Network > Utility Unit [UTI]A > Fuel ConsumersA > Utility Unit Specific BoilerE-specific_boiler_e > Utility Unit Specific Boiler Combustion SystemA | Utility Unit Specific Boiler Combustion System | Burner Header Pressure | bar
k_15vpzk8 | k_4bpi8v | United > Fuel Network > Utility Unit [UTI]A > Fuel ConsumersA > Utility Unit Specific BoilerE-specific_boiler_e > Utility Unit Specific Boiler Combustion SystemA | Utility Unit Specific Boiler Combustion System | Excess O2 Setpoint | vol%
k_15vpzk8 | k_1hqmyu6 | United > Fuel Network > Utility Unit [UTI]A > Fuel ConsumersA > Utility Unit Specific BoilerE-specific_boiler_e > Utility Unit Specific Boiler Combustion SystemA | Utility Unit Specific Boiler Combustion System | Pilot Gas Flow | metric_ton/h
k_15vpzk8 | k_165mdk4 | United > Fuel Network > Utility Unit [UTI]A > Fuel ConsumersA > Utility Unit Specific BoilerE-specific_boiler_e > Utility Unit Specific Boiler Combustion SystemA | Utility Unit Specific Boiler Combustion System | Total Combustion Air Flow | Nm3/h
k_1mifhxu | k_20m7yx | United > Fuel Network > Utility Unit [UTI]A > Fuel ConsumersA > Utility Unit Specific BoilerE-specific_boiler_e > Utility Unit Specific Boiler Combustion SystemA > Utility Unit Specific Boiler BurnerA | Utility Unit Specific Boiler Burner | Burner Air Flow | Nm3/h
k_1mifhxu | k_1c5ddcv | United > Fuel Network > Utility Unit [UTI]A > Fuel ConsumersA > Utility Unit Specific BoilerE-specific_boiler_e > Utility Unit Specific Boiler Combustion SystemA > Utility Unit Specific Boiler BurnerA | Utility Unit Specific Boiler Burner | Burner Backpressure | bar
k_1mifhxu | k_kuas9l | United > Fuel Network > Utility Unit [UTI]A > Fuel ConsumersA > Utility Unit Specific BoilerE-specific_boiler_e > Utility Unit Specific Boiler Combustion SystemA > Utility Unit Specific Boiler BurnerA | Utility Unit Specific Boiler Burner | Burner Fuel Flow | Nm3/h
k_1mifhxu | k_18wgibe | United > Fuel Network > Utility Unit [UTI]A > Fuel ConsumersA > Utility Unit Specific BoilerE-specific_boiler_e > Utility Unit Specific Boiler Combustion SystemA > Utility Unit Specific Boiler BurnerA | Utility Unit Specific Boiler Burner | Flame Status
k_1mifhxu | k_vyoiev | United > Fuel Network > Utility Unit [UTI]A > Fuel ConsumersA > Utility Unit Specific BoilerE-specific_boiler_e > Utility Unit Specific Boiler Combustion SystemA > Utility Unit Specific Boiler BurnerA | Utility Unit Specific Boiler Burner | Pilot Status
k_155rspf | k_1xmy6is | United > Fuel Network > Utility Unit [UTI]A > Fuel ConsumersA > Utility Unit Specific BoilerE-specific_boiler_e > Utility Unit Specific Boiler Convection SectionA | Utility Unit Specific Boiler Convection Section | Draft at Arch | mmH2O
k_155rspf | k_1u7bcm8 | United > Fuel Network > Utility Unit [UTI]A > Fuel ConsumersA > Utility Unit Specific BoilerE-specific_boiler_e > Utility Unit Specific Boiler Convection SectionA | Utility Unit Specific Boiler Convection Section | Flue Inlet Temperature | degC
k_155rspf | k_9hrl0p | United > Fuel Network > Utility Unit [UTI]A > Fuel ConsumersA > Utility Unit Specific BoilerE-specific_boiler_e > Utility Unit Specific Boiler Convection SectionA | Utility Unit Specific Boiler Convection Section | Flue Outlet Temperature | degC
k_h2b8or | k_1dge8vw | United > Fuel Network > Utility Unit [UTI]A > Fuel ConsumersA > Utility Unit Specific BoilerE-specific_boiler_e > Utility Unit Specific Boiler DesuperheaterA | Utility Unit Specific Boiler Desuperheater | Inlet Steam Temperature | degC
k_h2b8or | k_uebh3 | United > Fuel Network > Utility Unit [UTI]A > Fuel ConsumersA > Utility Unit Specific BoilerE-specific_boiler_e > Utility Unit Specific Boiler DesuperheaterA | Utility Unit Specific Boiler Desuperheater | Outlet Steam Setpoint | degC
k_h2b8or | k_in00vp | United > Fuel Network > Utility Unit [UTI]A > Fuel ConsumersA > Utility Unit Specific BoilerE-specific_boiler_e > Utility Unit Specific Boiler DesuperheaterA | Utility Unit Specific Boiler Desuperheater | Outlet Steam Temperature | degC
k_h2b8or | k_1i1i6kx | United > Fuel Network > Utility Unit [UTI]A > Fuel ConsumersA > Utility Unit Specific BoilerE-specific_boiler_e > Utility Unit Specific Boiler DesuperheaterA | Utility Unit Specific Boiler Desuperheater | Spray Valve Opening | percent
k_h2b8or | k_vvk5gq | United > Fuel Network > Utility Unit [UTI]A > Fuel ConsumersA > Utility Unit Specific BoilerE-specific_boiler_e > Utility Unit Specific Boiler DesuperheaterA | Utility Unit Specific Boiler Desuperheater | Spray Water Flow | metric_ton/h
k_zxjvhx | k_1hyixn3 | United > Fuel Network > Utility Unit [UTI]A > Fuel ConsumersA > Utility Unit Specific BoilerE-specific_boiler_e > Utility Unit Specific Boiler EconomizerA | Utility Unit Specific Boiler Economizer | BFW Inlet Temperature | degC
k_zxjvhx | k_csxcbq | United > Fuel Network > Utility Unit [UTI]A > Fuel ConsumersA > Utility Unit Specific BoilerE-specific_boiler_e > Utility Unit Specific Boiler EconomizerA | Utility Unit Specific Boiler Economizer | BFW Outlet Temperature | degC
k_zxjvhx | k_17tdxs6 | United > Fuel Network > Utility Unit [UTI]A > Fuel ConsumersA > Utility Unit Specific BoilerE-specific_boiler_e > Utility Unit Specific Boiler EconomizerA | Utility Unit Specific Boiler Economizer | Flue Inlet Temperature | degC
k_zxjvhx | k_wlkqbz | United > Fuel Network > Utility Unit [UTI]A > Fuel ConsumersA > Utility Unit Specific BoilerE-specific_boiler_e > Utility Unit Specific Boiler EconomizerA | Utility Unit Specific Boiler Economizer | Flue Outlet Temperature | degC
k_ucy8ru | k_1tzguie | United > Fuel Network > Utility Unit [UTI]A > Fuel ConsumersA > Utility Unit Specific BoilerE-specific_boiler_e > Utility Unit Specific Boiler Evaporator SectionA | Utility Unit Specific Boiler Evaporator Section | Inlet Gas Temperature | degC
k_ucy8ru | k_t5delb | United > Fuel Network > Utility Unit [UTI]A > Fuel ConsumersA > Utility Unit Specific BoilerE-specific_boiler_e > Utility Unit Specific Boiler Evaporator SectionA | Utility Unit Specific Boiler Evaporator Section | Outlet Gas Temperature | degC
k_ucy8ru | k_rsgnfh | United > Fuel Network > Utility Unit [UTI]A > Fuel ConsumersA > Utility Unit Specific BoilerE-specific_boiler_e > Utility Unit Specific Boiler Evaporator SectionA | Utility Unit Specific Boiler Evaporator Section | Steam Generation | metric_ton/h
k_ucy8ru | k_8pzn13 | United > Fuel Network > Utility Unit [UTI]A > Fuel ConsumersA > Utility Unit Specific BoilerE-specific_boiler_e > Utility Unit Specific Boiler Evaporator SectionA | Utility Unit Specific Boiler Evaporator Section | Tube Differential Pressure | bar
k_s3tmv3 | k_6foi48 | United > Fuel Network > Utility Unit [UTI]A > Fuel ConsumersA > Utility Unit Specific BoilerE-specific_boiler_e > Utility Unit Specific Boiler FD FanA | Utility Unit Specific Boiler FD Fan | Bearing Temperature | degC
k_s3tmv3 | k_1kpz9kx | United > Fuel Network > Utility Unit [UTI]A > Fuel ConsumersA > Utility Unit Specific BoilerE-specific_boiler_e > Utility Unit Specific Boiler FD FanA | Utility Unit Specific Boiler FD Fan | Discharge Pressure | bar
k_s3tmv3 | k_1gyj0xt | United > Fuel Network > Utility Unit [UTI]A > Fuel ConsumersA > Utility Unit Specific BoilerE-specific_boiler_e > Utility Unit Specific Boiler FD FanA | Utility Unit Specific Boiler FD Fan | Inlet Damper Opening | percent
k_s3tmv3 | k_cri0w2 | United > Fuel Network > Utility Unit [UTI]A > Fuel ConsumersA > Utility Unit Specific BoilerE-specific_boiler_e > Utility Unit Specific Boiler FD FanA | Utility Unit Specific Boiler FD Fan | Motor Current | A
k_s3tmv3 | k_ync8br | United > Fuel Network > Utility Unit [UTI]A > Fuel ConsumersA > Utility Unit Specific BoilerE-specific_boiler_e > Utility Unit Specific Boiler FD FanA | Utility Unit Specific Boiler FD Fan | Speed | rpm
k_s3tmv3 | k_179m47m | United > Fuel Network > Utility Unit [UTI]A > Fuel ConsumersA > Utility Unit Specific BoilerE-specific_boiler_e > Utility Unit Specific Boiler FD FanA | Utility Unit Specific Boiler FD Fan | Vibration | mm/s
k_dt2lio | k_80l3cn | United > Fuel Network > Utility Unit [UTI]A > Fuel ConsumersA > Utility Unit Specific BoilerE-specific_boiler_e > Utility Unit Specific Boiler ID FanA | Utility Unit Specific Boiler ID Fan | Bearing Temperature | degC
k_dt2lio | k_1ltxeni | United > Fuel Network > Utility Unit [UTI]A > Fuel ConsumersA > Utility Unit Specific BoilerE-specific_boiler_e > Utility Unit Specific Boiler ID FanA | Utility Unit Specific Boiler ID Fan | Discharge Pressure | bar
k_dt2lio | k_cty6ge | United > Fuel Network > Utility Unit [UTI]A > Fuel ConsumersA > Utility Unit Specific BoilerE-specific_boiler_e > Utility Unit Specific Boiler ID FanA | Utility Unit Specific Boiler ID Fan | Inlet Damper Opening | percent
k_dt2lio | k_3lf03x | United > Fuel Network > Utility Unit [UTI]A > Fuel ConsumersA > Utility Unit Specific BoilerE-specific_boiler_e > Utility Unit Specific Boiler ID FanA | Utility Unit Specific Boiler ID Fan | Motor Current | A
k_dt2lio | k_1uoy488 | United > Fuel Network > Utility Unit [UTI]A > Fuel ConsumersA > Utility Unit Specific BoilerE-specific_boiler_e > Utility Unit Specific Boiler ID FanA | Utility Unit Specific Boiler ID Fan | Speed | rpm
k_dt2lio | k_14erty5 | United > Fuel Network > Utility Unit [UTI]A > Fuel ConsumersA > Utility Unit Specific BoilerE-specific_boiler_e > Utility Unit Specific Boiler ID FanA | Utility Unit Specific Boiler ID Fan | Vibration | mm/s
k_z0vzdk | k_kvxxiv | United > Fuel Network > Utility Unit [UTI]A > Fuel ConsumersA > Utility Unit Specific BoilerE-specific_boiler_e > Utility Unit Specific Boiler Radiant SectionA | Utility Unit Specific Boiler Radiant Section | Box Draft | mmH2O
k_z0vzdk | k_13kszjv | United > Fuel Network > Utility Unit [UTI]A > Fuel ConsumersA > Utility Unit Specific BoilerE-specific_boiler_e > Utility Unit Specific Boiler Radiant SectionA | Utility Unit Specific Boiler Radiant Section | Radiant Box Temperature | degC
k_z0vzdk | k_clwmbi | United > Fuel Network > Utility Unit [UTI]A > Fuel ConsumersA > Utility Unit Specific BoilerE-specific_boiler_e > Utility Unit Specific Boiler Radiant SectionA | Utility Unit Specific Boiler Radiant Section | Tube Skin Temperature (TMT) | degC
k_54fbyv | k_1xz07ak | United > Fuel Network > Utility Unit [UTI]A > Fuel ConsumersA > Utility Unit Specific BoilerE-specific_boiler_e > Utility Unit Specific Boiler Soot Blower SystemA | Utility Unit Specific Boiler Soot Blower System | Cycle Status
k_54fbyv | k_1ee56im | United > Fuel Network > Utility Unit [UTI]A > Fuel ConsumersA > Utility Unit Specific BoilerE-specific_boiler_e > Utility Unit Specific Boiler Soot Blower SystemA | Utility Unit Specific Boiler Soot Blower System | Last Run Time | h
k_54fbyv | k_1b0cgnm | United > Fuel Network > Utility Unit [UTI]A > Fuel ConsumersA > Utility Unit Specific BoilerE-specific_boiler_e > Utility Unit Specific Boiler Soot Blower SystemA | Utility Unit Specific Boiler Soot Blower System | Soot Blower Steam Flow | metric_ton/h
k_54fbyv | k_1ml66cl | United > Fuel Network > Utility Unit [UTI]A > Fuel ConsumersA > Utility Unit Specific BoilerE-specific_boiler_e > Utility Unit Specific Boiler Soot Blower SystemA | Utility Unit Specific Boiler Soot Blower System | Soot Blower Steam Pressure | bar
k_16nezdm | k_3hjc9t | United > Fuel Network > Utility Unit [UTI]A > Fuel ConsumersA > Utility Unit Specific BoilerE-specific_boiler_e > Utility Unit Specific Boiler StackA | Utility Unit Specific Boiler Stack | CO in Flue Gas | ppm
k_16nezdm | k_u5ewu0 | United > Fuel Network > Utility Unit [UTI]A > Fuel ConsumersA > Utility Unit Specific BoilerE-specific_boiler_e > Utility Unit Specific Boiler StackA | Utility Unit Specific Boiler Stack | Flue Gas Flow | Nm3/h
k_16nezdm | k_1hy94s5 | United > Fuel Network > Utility Unit [UTI]A > Fuel ConsumersA > Utility Unit Specific BoilerE-specific_boiler_e > Utility Unit Specific Boiler StackA | Utility Unit Specific Boiler Stack | NOx Emission | ppm
k_16nezdm | k_58n0ls | United > Fuel Network > Utility Unit [UTI]A > Fuel ConsumersA > Utility Unit Specific BoilerE-specific_boiler_e > Utility Unit Specific Boiler StackA | Utility Unit Specific Boiler Stack | O2 in Flue Gas | vol%
k_16nezdm | k_1rw9vbc | United > Fuel Network > Utility Unit [UTI]A > Fuel ConsumersA > Utility Unit Specific BoilerE-specific_boiler_e > Utility Unit Specific Boiler StackA | Utility Unit Specific Boiler Stack | SOx Emission | ppm
k_16nezdm | k_14l6c6m | United > Fuel Network > Utility Unit [UTI]A > Fuel ConsumersA > Utility Unit Specific BoilerE-specific_boiler_e > Utility Unit Specific Boiler StackA | Utility Unit Specific Boiler Stack | Stack Draft | mmH2O
k_16nezdm | k_12rb6x3 | United > Fuel Network > Utility Unit [UTI]A > Fuel ConsumersA > Utility Unit Specific BoilerE-specific_boiler_e > Utility Unit Specific Boiler StackA | Utility Unit Specific Boiler Stack | Stack Temperature | degC
k_1uohnmc | k_qsoigj | United > Fuel Network > Utility Unit [UTI]A > Fuel ConsumersA > Utility Unit Specific BoilerE-specific_boiler_e > Utility Unit Specific Boiler Steam DrumA | Utility Unit Specific Boiler Steam Drum | Drum Level | percent
k_1uohnmc | k_1g3oaow | United > Fuel Network > Utility Unit [UTI]A > Fuel ConsumersA > Utility Unit Specific BoilerE-specific_boiler_e > Utility Unit Specific Boiler Steam DrumA | Utility Unit Specific Boiler Steam Drum | Drum Pressure | bar
k_1uohnmc | k_li9bwp | United > Fuel Network > Utility Unit [UTI]A > Fuel ConsumersA > Utility Unit Specific BoilerE-specific_boiler_e > Utility Unit Specific Boiler Steam DrumA | Utility Unit Specific Boiler Steam Drum | Drum Temperature | degC
k_1uohnmc | k_ekkc7y | United > Fuel Network > Utility Unit [UTI]A > Fuel ConsumersA > Utility Unit Specific BoilerE-specific_boiler_e > Utility Unit Specific Boiler Steam DrumA | Utility Unit Specific Boiler Steam Drum | Drum Vent Flow | metric_ton/h
k_10mkqii | k_jguop1 | United > Fuel Network > Utility Unit [UTI]A > Fuel ConsumersA > Utility Unit Specific BoilerE-specific_boiler_e > Utility Unit Specific Boiler SuperheaterA | Utility Unit Specific Boiler Superheater | Attemperator Flow Opening | percent
k_10mkqii | k_4nu9js | United > Fuel Network > Utility Unit [UTI]A > Fuel ConsumersA > Utility Unit Specific BoilerE-specific_boiler_e > Utility Unit Specific Boiler SuperheaterA | Utility Unit Specific Boiler Superheater | Attemperator Spray Flow | metric_ton/h
k_10mkqii | k_1tzdbis | United > Fuel Network > Utility Unit [UTI]A > Fuel ConsumersA > Utility Unit Specific BoilerE-specific_boiler_e > Utility Unit Specific Boiler SuperheaterA | Utility Unit Specific Boiler Superheater | Steam Inlet Pressure | bar
k_10mkqii | k_j1tfwd | United > Fuel Network > Utility Unit [UTI]A > Fuel ConsumersA > Utility Unit Specific BoilerE-specific_boiler_e > Utility Unit Specific Boiler SuperheaterA | Utility Unit Specific Boiler Superheater | Steam Inlet Temperature | degC
k_10mkqii | k_1a4psm5 | United > Fuel Network > Utility Unit [UTI]A > Fuel ConsumersA > Utility Unit Specific BoilerE-specific_boiler_e > Utility Unit Specific Boiler SuperheaterA | Utility Unit Specific Boiler Superheater | Steam Outlet Pressure | bar
k_10mkqii | k_ym1f2s | United > Fuel Network > Utility Unit [UTI]A > Fuel ConsumersA > Utility Unit Specific BoilerE-specific_boiler_e > Utility Unit Specific Boiler SuperheaterA | Utility Unit Specific Boiler Superheater | Steam Outlet Temperature | degC
k_10mkqii | k_qo7vw0 | United > Fuel Network > Utility Unit [UTI]A > Fuel ConsumersA > Utility Unit Specific BoilerE-specific_boiler_e > Utility Unit Specific Boiler SuperheaterA | Utility Unit Specific Boiler Superheater | Tube Skin Temperature | degC

## Fuel Network Optim
System: United - Network: Fuel Network - Annual Hours: 8000
EO OPTIMIZATION METADATA - Var Type: MV=manipulated, CV=controlled, DV=disturbance, PV=passive. Design Min/Max = physical limits. SIP Min/Max % = operational tolerance band. NOR=normal DCS value (drives cost roll-up), DSN=equipment sizing basis, RTD=nameplate maximum. Cost Coef x NOR x Annual Hours = Annual Cost. Spare/Out-of-service excluded.
Element Path | Element Type | Attribute Name | UOM | Var Type (MV/CV/DV/PV) | Design Min (physical) | Design Max (physical) | SIP Min % | SIP Max % | Cost Type | Cost Coef ($/unit) | Annual Cost ($/yr) | PI Tag Base | Service Mode | Design Load % | NOR — Normal Operating | DSN — Design Basis | RTD — Rated / Max
United > Fuel Network > Utility Unit > Utility Unit [UTI]A > Fuel SourcesA > UTI Fuel Import To ComplexA-fuel import to complex a | UTI Fuel Import To Complex | Imported Flow | Nm3/h | CV |  |  |  |  | Fuel Gas | 0.18 |  | UTIL.UTI.FIN-101 | in-service
United > Fuel Network > Utility Unit > Utility Unit [UTI]A > Fuel SourcesA > UTI Fuel Import To ComplexA-fuel import to complex a | UTI Fuel Import To Complex | Inlet Pressure | bar | CV | [7 empty] | UTIL.UTI.FIN-101 | in-service
United > Fuel Network > Utility Unit > Utility Unit [UTI]A > Fuel SourcesA > UTI Fuel Import To ComplexA-fuel import to complex a | UTI Fuel Import To Complex | Inlet Temperature | degC | CV | [7 empty] | UTIL.UTI.FIN-101 | in-service
United > Fuel Network > Utility Unit > Utility Unit [UTI]A > Fuel SourcesA > UTI Fuel Import To ComplexA-fuel import to complex a | UTI Fuel Import To Complex | LHV | kcal/Nm3 | DV | [7 empty] | UTIL.UTI.FIN-101 | in-service
United > Fuel Network > Utility Unit > Utility Unit [UTI]A > Fuel SourcesA > UTI Fuel Import To ComplexA-fuel import to complex a | UTI Fuel Import To Complex | Composition |  | DV | [7 empty] | UTIL.UTI.FIN-101 | in-service
United > Fuel Network > Utility Unit > Utility Unit [UTI]A > Fuel ConsumersA > Utility Unit Specific BoilerA-specific_boiler_a | Utility Unit Specific Boiler | Fuel Flow | Nm3/h | CV |  |  |  |  | Fuel Gas | 0.18 |  | UTIL.UTI.BLR-101 | in-service
United > Fuel Network > Utility Unit > Utility Unit [UTI]A > Fuel ConsumersA > Utility Unit Specific BoilerA-specific_boiler_a | Utility Unit Specific Boiler | Steam Output | metric_ton/h | CV |  |  |  |  | Steam — HP | 22 |  | UTIL.UTI.BLR-101 | in-service
United > Fuel Network > Utility Unit > Utility Unit [UTI]A > Fuel ConsumersA > Utility Unit Specific BoilerA-specific_boiler_a | Utility Unit Specific Boiler | Boiler Efficiency | percent | PV | [7 empty] | UTIL.UTI.BLR-101 | in-service
United > Fuel Network > Utility Unit > Utility Unit [UTI]A > Fuel ConsumersA > Utility Unit Specific BoilerA-specific_boiler_a | Utility Unit Specific Boiler | Excess O2 | percent | CV | [7 empty] | UTIL.UTI.BLR-101 | in-service
United > Fuel Network > Utility Unit > Utility Unit [UTI]A > Fuel ConsumersA > Utility Unit Specific BoilerB-specific_boiler_b | Utility Unit Specific Boiler | Fuel Flow | Nm3/h | CV |  |  |  |  | Fuel Gas | 0.18 |  | UTIL.UTI.BLR-102 | in-service
United > Fuel Network > Utility Unit > Utility Unit [UTI]A > Fuel ConsumersA > Utility Unit Specific BoilerB-specific_boiler_b | Utility Unit Specific Boiler | Steam Output | metric_ton/h | CV |  |  |  |  | Steam — HP | 22 |  | UTIL.UTI.BLR-102 | in-service
United > Fuel Network > Utility Unit > Utility Unit [UTI]A > Fuel ConsumersA > Utility Unit Specific BoilerB-specific_boiler_b | Utility Unit Specific Boiler | Boiler Efficiency | percent | PV | [7 empty] | UTIL.UTI.BLR-102 | in-service
United > Fuel Network > Utility Unit > Utility Unit [UTI]A > Fuel ConsumersA > Utility Unit Specific BoilerB-specific_boiler_b | Utility Unit Specific Boiler | Excess O2 | percent | CV | [7 empty] | UTIL.UTI.BLR-102 | in-service
United > Fuel Network > Utility Unit > Utility Unit [UTI]A > Fuel ConsumersA > Utility Unit Specific BoilerC-specific_boiler_c | Utility Unit Specific Boiler | Fuel Flow | Nm3/h | CV |  |  |  |  | Fuel Gas | 0.18 |  | UTIL.UTI.BLR-103 | in-service
United > Fuel Network > Utility Unit > Utility Unit [UTI]A > Fuel ConsumersA > Utility Unit Specific BoilerC-specific_boiler_c | Utility Unit Specific Boiler | Steam Output | metric_ton/h | CV |  |  |  |  | Steam — HP | 22 |  | UTIL.UTI.BLR-103 | in-service
United > Fuel Network > Utility Unit > Utility Unit [UTI]A > Fuel ConsumersA > Utility Unit Specific BoilerC-specific_boiler_c | Utility Unit Specific Boiler | Boiler Efficiency | percent | PV | [7 empty] | UTIL.UTI.BLR-103 | in-service
United > Fuel Network > Utility Unit > Utility Unit [UTI]A > Fuel ConsumersA > Utility Unit Specific BoilerC-specific_boiler_c | Utility Unit Specific Boiler | Excess O2 | percent | CV | [7 empty] | UTIL.UTI.BLR-103 | in-service
United > Fuel Network > Utility Unit > Utility Unit [UTI]A > Fuel ConsumersA > Utility Unit Specific BoilerD-specific_boiler_d | Utility Unit Specific Boiler | Fuel Flow | Nm3/h | CV |  |  |  |  | Fuel Gas | 0.18 |  | UTIL.UTI.BLR-104 | in-service
United > Fuel Network > Utility Unit > Utility Unit [UTI]A > Fuel ConsumersA > Utility Unit Specific BoilerD-specific_boiler_d | Utility Unit Specific Boiler | Steam Output | metric_ton/h | CV |  |  |  |  | Steam — HP | 22 |  | UTIL.UTI.BLR-104 | in-service
United > Fuel Network > Utility Unit > Utility Unit [UTI]A > Fuel ConsumersA > Utility Unit Specific BoilerD-specific_boiler_d | Utility Unit Specific Boiler | Boiler Efficiency | percent | PV | [7 empty] | UTIL.UTI.BLR-104 | in-service
United > Fuel Network > Utility Unit > Utility Unit [UTI]A > Fuel ConsumersA > Utility Unit Specific BoilerD-specific_boiler_d | Utility Unit Specific Boiler | Excess O2 | percent | CV | [7 empty] | UTIL.UTI.BLR-104 | in-service
United > Fuel Network > Utility Unit > Utility Unit [UTI]A > Fuel ConsumersA > Utility Unit Specific BoilerE-specific_boiler_e | Utility Unit Specific Boiler | Fuel Flow | Nm3/h | CV |  |  |  |  | Fuel Gas | 0.18 |  | UTIL.UTI.BLR-105 | in-service
United > Fuel Network > Utility Unit > Utility Unit [UTI]A > Fuel ConsumersA > Utility Unit Specific BoilerE-specific_boiler_e | Utility Unit Specific Boiler | Steam Output | metric_ton/h | CV |  |  |  |  | Steam — HP | 22 |  | UTIL.UTI.BLR-105 | in-service
United > Fuel Network > Utility Unit > Utility Unit [UTI]A > Fuel ConsumersA > Utility Unit Specific BoilerE-specific_boiler_e | Utility Unit Specific Boiler | Boiler Efficiency | percent | PV | [7 empty] | UTIL.UTI.BLR-105 | in-service
United > Fuel Network > Utility Unit > Utility Unit [UTI]A > Fuel ConsumersA > Utility Unit Specific BoilerE-specific_boiler_e | Utility Unit Specific Boiler | Excess O2 | percent | CV | [7 empty] | UTIL.UTI.BLR-105 | in-service

## Specific Energy Consumers Attrs
System: United — Network: Specific Energy Consumers
⚠ Do NOT edit columns A–E. Fill in F (UOM), G (PI Sensors), H (flag_sip: 1=enable, 0=disable per sensor), I (SIP Min %), J (SIP Max %), K (Formula), L (Default Value). SIP Min/Max only apply when flag_sip=1.
Element ID (key) | Attribute ID (key) | Element Path | Element Type | Attribute Name | UOM | PI Sensors (comma-separated) | flag_sip (per sensor, 1=on, 0=off) | SIP Min % (per sensor, comma-sep, blank=−5%) | SIP Max % (per sensor, comma-sep, blank=+5%) | Formula | Default Value
k_1d3gdfm | k_o6jlrd | United | System | Ambient Temperature | degC
k_1d3gdfm | k_1qgaa4g | United | System | Ambient Pressure | bar
k_1d3gdfm | k_1nlc1f4 | United | System | Relative Humidity | percent
k_1d3gdfm | k_cyok96 | United | System | Annual Operating Hours | h/yr
k_1d3gdfm | k_6m5i7l | United | System | Electricity Cost | USD/kWh
k_1d3gdfm | k_1l97ahl | United | System | Fuel Gas Cost | USD/Nm3
k_1d3gdfm | k_u3oftu | United | System | Steam Cost — VHP | USD/metric_ton
k_1d3gdfm | k_1iq1m9g | United | System | Steam Cost — HP | USD/metric_ton
k_1d3gdfm | k_1iq1m35 | United | System | Steam Cost — MP | USD/metric_ton
k_1d3gdfm | k_1iq1m5s | United | System | Steam Cost — LP | USD/metric_ton
k_1d3gdfm | k_1658ih8 | United | System | Cooling Water Cost | USD/m3
k_rxg7uh | k_o8zgiz | United > OLF | Plant | Plant ID | [6 empty] | p_olf
k_rxgg1b | k_uk6e65 | United > EG1 | Plant | Plant ID | [6 empty] | p_eg1
k_rxgg18 | k_uk47xa | United > EG2 | Plant | Plant ID | [6 empty] | p_eg2
k_rxgg19 | k_uk1ym7 | United > EG3 | Plant | Plant ID | [6 empty] | p_mp6yclgbp3fp
k_rxg526 | k_m3pvl8 | United > LAO | Plant | Plant ID | [6 empty] | p_mp6ycsoo21n5
k_1axq4a | k_19bb18o | United > Utility Unit | Plant | Plant ID | [6 empty] | p_mpdmz4xpatbe
k_rxghb6 | k_vjfowg | United > CO2 | Plant | Plant ID | [6 empty] | p_mpdsaz4s73bc
k_bkieqj | k_4uf9n0 | United > Specific Energy Consumers > OLF [OLF]A > Fuel EnergyA > OLF FurnaceA-furnace a | OLF Furnace | Fuel Flow | Nm3/h | UN.ETH.11FI1029AA.PV
k_bkieqj | k_wwgahk | United > Specific Energy Consumers > OLF [OLF]A > Fuel EnergyA > OLF FurnaceA-furnace a | OLF Furnace | Duty | MMkcal/h
k_bkieqj | k_jek6km | United > Specific Energy Consumers > OLF [OLF]A > Fuel EnergyA > OLF FurnaceA-furnace a | OLF Furnace | Stack Temperature | degC | UN.ETH.11TI1011A.PV
k_bkieqj | k_ddd2c3 | United > Specific Energy Consumers > OLF [OLF]A > Fuel EnergyA > OLF FurnaceA-furnace a | OLF Furnace | Efficiency | percent
k_bkieqj | k_ddd2c3 | United > Specific Energy Consumers > OLF [OLF]A > Fuel EnergyA > OLF FurnaceA-furnace a | OLF Furnace | Fuel Gas Hydrogen | percent | UN.ETH.12AI2206A.PV
k_bkieqj | k_ddd2c3 | United > Specific Energy Consumers > OLF [OLF]A > Fuel EnergyA > OLF FurnaceA-furnace a | OLF Furnace | Fuel Gas Methae | percent | UN.ETH.12AI2206B.PV
k_bkieqj | k_ddd2c3 | United > Specific Energy Consumers > OLF [OLF]A > Fuel EnergyA > OLF FurnaceA-furnace a | OLF Furnace | Fuel Gas Ethylene | percent | UN.ETH.12AI2206C.PV
k_bkieqj | k_ddd2c3 | United > Specific Energy Consumers > OLF [OLF]A > Fuel EnergyA > OLF FurnaceA-furnace a | OLF Furnace | Fuel Gas Ethane | percent | UN.ETH.12AI2206D.PV
k_bkieqj | k_ddd2c3 | United > Specific Energy Consumers > OLF [OLF]A > Fuel EnergyA > OLF FurnaceA-furnace a | OLF Furnace | Fuel Gas Propane | percent | UN.ETH.12AI2206E.PV
k_12mjdjp | k_3jvong | United > Specific Energy Consumers > OLF [OLF]A > Fuel EnergyA > OLF FurnaceA-furnace a > OLF Furnace Combustion SystemA | OLF Furnace Combustion System | Burner Header Pressure | bar
k_12mjdjp | k_rzoppe | United > Specific Energy Consumers > OLF [OLF]A > Fuel EnergyA > OLF FurnaceA-furnace a > OLF Furnace Combustion SystemA | OLF Furnace Combustion System | Excess O2 Setpoint | vol%
k_12mjdjp | k_xcf20p | United > Specific Energy Consumers > OLF [OLF]A > Fuel EnergyA > OLF FurnaceA-furnace a > OLF Furnace Combustion SystemA | OLF Furnace Combustion System | Total Combustion Air Flow | Nm3/h
k_11hxmyj | k_txwiuo | United > Specific Energy Consumers > OLF [OLF]A > Fuel EnergyA > OLF FurnaceA-furnace a > OLF Furnace Combustion SystemA > OLF Furnace BurnerA | OLF Furnace Burner | Burner Air Flow | Nm3/h
k_11hxmyj | k_1n2lxzk | United > Specific Energy Consumers > OLF [OLF]A > Fuel EnergyA > OLF FurnaceA-furnace a > OLF Furnace Combustion SystemA > OLF Furnace BurnerA | OLF Furnace Burner | Burner Fuel Flow | Nm3/h
k_11hxmyj | k_fyku43 | United > Specific Energy Consumers > OLF [OLF]A > Fuel EnergyA > OLF FurnaceA-furnace a > OLF Furnace Combustion SystemA > OLF Furnace BurnerA | OLF Furnace Burner | Flame Status
k_11hxmyj | k_1nn2poe | United > Specific Energy Consumers > OLF [OLF]A > Fuel EnergyA > OLF FurnaceA-furnace a > OLF Furnace Combustion SystemA > OLF Furnace BurnerA | OLF Furnace Burner | Pilot Status
k_155rs3p | k_pgctm2 | United > Specific Energy Consumers > OLF [OLF]A > Fuel EnergyA > OLF FurnaceA-furnace a > OLF Furnace Radiant SectionA | OLF Furnace Radiant Section | Box Draft | mmH2O
k_155rs3p | k_8ugi3q | United > Specific Energy Consumers > OLF [OLF]A > Fuel EnergyA > OLF FurnaceA-furnace a > OLF Furnace Radiant SectionA | OLF Furnace Radiant Section | Radiant Box Temperature | degC
k_155rs3p | k_ig2nc3 | United > Specific Energy Consumers > OLF [OLF]A > Fuel EnergyA > OLF FurnaceA-furnace a > OLF Furnace Radiant SectionA | OLF Furnace Radiant Section | Tube Skin Temperature (TMT) | degC
k_14xkwvi | k_1wpe1a5 | United > Specific Energy Consumers > OLF [OLF]A > Fuel EnergyA > OLF FurnaceA-furnace a > OLF Furnace Convection SectionA | OLF Furnace Convection Section | Flue Inlet Temperature | degC
k_14xkwvi | k_1h1n1p0 | United > Specific Energy Consumers > OLF [OLF]A > Fuel EnergyA > OLF FurnaceA-furnace a > OLF Furnace Convection SectionA | OLF Furnace Convection Section | Flue Outlet Temperature | degC
k_1bbry9z | k_ds3oug | United > Specific Energy Consumers > OLF [OLF]A > Fuel EnergyA > OLF FurnaceA-furnace a > OLF Furnace StackA | OLF Furnace Stack | NOx Emission | ppm
k_1bbry9z | k_tofokt | United > Specific Energy Consumers > OLF [OLF]A > Fuel EnergyA > OLF FurnaceA-furnace a > OLF Furnace StackA | OLF Furnace Stack | O2 in Flue Gas | vol% | UN.ETH.11AI1068A.PV
k_1bbry9z | k_zucmgj | United > Specific Energy Consumers > OLF [OLF]A > Fuel EnergyA > OLF FurnaceA-furnace a > OLF Furnace StackA | OLF Furnace Stack | Stack Draft | mmH2O
k_1bbry9z | k_1encf16 | United > Specific Energy Consumers > OLF [OLF]A > Fuel EnergyA > OLF FurnaceA-furnace a > OLF Furnace StackA | OLF Furnace Stack | Stack Temperature | degC | UN.ETH.11TI1011A.PV
k_1u9gm3 | k_1tf88cs | United > Specific Energy Consumers > OLF [OLF]A > Fuel EnergyA > OLF FurnaceB-furnace b | OLF Furnace | Fuel Flow | Nm3/h | UN.ETH.11FI1029BA.PV
k_1u9gm3 | k_1vcraag | United > Specific Energy Consumers > OLF [OLF]A > Fuel EnergyA > OLF FurnaceB-furnace b | OLF Furnace | Duty | MMkcal/h
k_1u9gm3 | k_16e7ly | United > Specific Energy Consumers > OLF [OLF]A > Fuel EnergyA > OLF FurnaceB-furnace b | OLF Furnace | Stack Temperature | degC | UN.ETH.11TI1011B.PV
k_bkieqj | k_ddd2c3 | United > Specific Energy Consumers > OLF [OLF]A > Fuel EnergyA > OLF FurnaceB-furnace b | OLF Furnace | Fuel Gas Hydrogen | percent | UN.ETH.12AI2206A.PV
k_bkieqj | k_ddd2c3 | United > Specific Energy Consumers > OLF [OLF]A > Fuel EnergyA > OLF FurnaceB-furnace b | OLF Furnace | Fuel Gas Methae | percent | UN.ETH.12AI2206B.PV
k_bkieqj | k_ddd2c3 | United > Specific Energy Consumers > OLF [OLF]A > Fuel EnergyA > OLF FurnaceB-furnace b | OLF Furnace | Fuel Gas Ethylene | percent | UN.ETH.12AI2206C.PV
k_bkieqj | k_ddd2c3 | United > Specific Energy Consumers > OLF [OLF]A > Fuel EnergyA > OLF FurnaceB-furnace b | OLF Furnace | Fuel Gas Ethane | percent | UN.ETH.12AI2206D.PV
k_bkieqj | k_ddd2c3 | United > Specific Energy Consumers > OLF [OLF]A > Fuel EnergyA > OLF FurnaceB-furnace b | OLF Furnace | Fuel Gas Propane | percent | UN.ETH.12AI2206E.PV
k_1u9gm3 | k_nepdcj | United > Specific Energy Consumers > OLF [OLF]A > Fuel EnergyA > OLF FurnaceB-furnace b | OLF Furnace | Efficiency | percent
k_8sb9jp | k_wdybpo | United > Specific Energy Consumers > OLF [OLF]A > Fuel EnergyA > OLF FurnaceB-furnace b > OLF Furnace Combustion SystemA | OLF Furnace Combustion System | Burner Header Pressure | bar
k_8sb9jp | k_quto82 | United > Specific Energy Consumers > OLF [OLF]A > Fuel EnergyA > OLF FurnaceB-furnace b > OLF Furnace Combustion SystemA | OLF Furnace Combustion System | Excess O2 Setpoint | vol%
k_8sb9jp | k_1vx9lbt | United > Specific Energy Consumers > OLF [OLF]A > Fuel EnergyA > OLF FurnaceB-furnace b > OLF Furnace Combustion SystemA | OLF Furnace Combustion System | Total Combustion Air Flow | Nm3/h
k_7py46z | k_j0gzhs | United > Specific Energy Consumers > OLF [OLF]A > Fuel EnergyA > OLF FurnaceB-furnace b > OLF Furnace Combustion SystemA > OLF Furnace BurnerA | OLF Furnace Burner | Burner Air Flow | Nm3/h
k_7py46z | k_1paayvk | United > Specific Energy Consumers > OLF [OLF]A > Fuel EnergyA > OLF FurnaceB-furnace b > OLF Furnace Combustion SystemA > OLF Furnace BurnerA | OLF Furnace Burner | Burner Fuel Flow | Nm3/h
k_7py46z | k_o1i303 | United > Specific Energy Consumers > OLF [OLF]A > Fuel EnergyA > OLF FurnaceB-furnace b > OLF Furnace Combustion SystemA > OLF Furnace BurnerA | OLF Furnace Burner | Flame Status
k_7py46z | k_1id40ji | United > Specific Energy Consumers > OLF [OLF]A > Fuel EnergyA > OLF FurnaceB-furnace b > OLF Furnace Combustion SystemA > OLF Furnace BurnerA | OLF Furnace Burner | Pilot Status
k_huaev9 | k_1iusboq | United > Specific Energy Consumers > OLF [OLF]A > Fuel EnergyA > OLF FurnaceB-furnace b > OLF Furnace Radiant SectionA | OLF Furnace Radiant Section | Box Draft | mmH2O
k_huaev9 | k_1gg04ti | United > Specific Energy Consumers > OLF [OLF]A > Fuel EnergyA > OLF FurnaceB-furnace b > OLF Furnace Radiant SectionA | OLF Furnace Radiant Section | Radiant Box Temperature | degC
k_huaev9 | k_fr9b7 | United > Specific Energy Consumers > OLF [OLF]A > Fuel EnergyA > OLF FurnaceB-furnace b > OLF Furnace Radiant SectionA | OLF Furnace Radiant Section | Tube Skin Temperature (TMT) | degC
k_1x5hajy | k_1auo14t | United > Specific Energy Consumers > OLF [OLF]A > Fuel EnergyA > OLF FurnaceB-furnace b > OLF Furnace Convection SectionA | OLF Furnace Convection Section | Flue Inlet Temperature | degC
k_1x5hajy | k_snm650 | United > Specific Energy Consumers > OLF [OLF]A > Fuel EnergyA > OLF FurnaceB-furnace b > OLF Furnace Convection SectionA | OLF Furnace Convection Section | Flue Outlet Temperature | degC
k_r2gakn | k_1fr8bt4 | United > Specific Energy Consumers > OLF [OLF]A > Fuel EnergyA > OLF FurnaceB-furnace b > OLF Furnace StackA | OLF Furnace Stack | NOx Emission | ppm
k_r2gakn | k_h9lb71 | United > Specific Energy Consumers > OLF [OLF]A > Fuel EnergyA > OLF FurnaceB-furnace b > OLF Furnace StackA | OLF Furnace Stack | O2 in Flue Gas | vol% | UN.ETH.11AI1068B.PV
k_r2gakn | k_3jtrw3 | United > Specific Energy Consumers > OLF [OLF]A > Fuel EnergyA > OLF FurnaceB-furnace b > OLF Furnace StackA | OLF Furnace Stack | Stack Draft | mmH2O
k_r2gakn | k_1mpiswq | United > Specific Energy Consumers > OLF [OLF]A > Fuel EnergyA > OLF FurnaceB-furnace b > OLF Furnace StackA | OLF Furnace Stack | Stack Temperature | degC | UN.ETH.11TI1011B.PV
k_1lmurrv | k_19va6q4 | United > Specific Energy Consumers > OLF [OLF]A > Fuel EnergyA > OLF FurnaceC-furnace c | OLF Furnace | Fuel Flow | Nm3/h | UN.ETH.11FI1029CA.PV
k_1lmurrv | k_13zv314 | United > Specific Energy Consumers > OLF [OLF]A > Fuel EnergyA > OLF FurnaceC-furnace c | OLF Furnace | Duty | MMkcal/h
k_1lmurrv | k_15xkifa | United > Specific Energy Consumers > OLF [OLF]A > Fuel EnergyA > OLF FurnaceC-furnace c | OLF Furnace | Stack Temperature | degC | UN.ETH.11TI1011C.PV
k_1lmurrv | k_hkkcnn | United > Specific Energy Consumers > OLF [OLF]A > Fuel EnergyA > OLF FurnaceC-furnace c | OLF Furnace | Efficiency | percent
k_bkieqj | k_ddd2c3 | United > Specific Energy Consumers > OLF [OLF]A > Fuel EnergyA > OLF FurnaceC-furnace c | OLF Furnace | Fuel Gas Hydrogen | percent | UN.ETH.12AI2206A.PV
k_bkieqj | k_ddd2c3 | United > Specific Energy Consumers > OLF [OLF]A > Fuel EnergyA > OLF FurnaceC-furnace c | OLF Furnace | Fuel Gas Methae | percent | UN.ETH.12AI2206B.PV
k_bkieqj | k_ddd2c3 | United > Specific Energy Consumers > OLF [OLF]A > Fuel EnergyA > OLF FurnaceC-furnace c | OLF Furnace | Fuel Gas Ethylene | percent | UN.ETH.12AI2206C.PV
k_bkieqj | k_ddd2c3 | United > Specific Energy Consumers > OLF [OLF]A > Fuel EnergyA > OLF FurnaceC-furnace c | OLF Furnace | Fuel Gas Ethane | percent | UN.ETH.12AI2206D.PV
k_bkieqj | k_ddd2c3 | United > Specific Energy Consumers > OLF [OLF]A > Fuel EnergyA > OLF FurnaceC-furnace c | OLF Furnace | Fuel Gas Propane | percent | UN.ETH.12AI2206E.PV
k_1fjqcet | k_eyx5l8 | United > Specific Energy Consumers > OLF [OLF]A > Fuel EnergyA > OLF FurnaceC-furnace c > OLF Furnace Combustion SystemA | OLF Furnace Combustion System | Burner Header Pressure | bar
k_1fjqcet | k_2qiof6 | United > Specific Energy Consumers > OLF [OLF]A > Fuel EnergyA > OLF FurnaceC-furnace c > OLF Furnace Combustion SystemA | OLF Furnace Combustion System | Excess O2 Setpoint | vol%
k_1fjqcet | k_9bnpbt | United > Specific Energy Consumers > OLF [OLF]A > Fuel EnergyA > OLF FurnaceC-furnace c > OLF Furnace Combustion SystemA | OLF Furnace Combustion System | Total Combustion Air Flow | Nm3/h
k_mrz057 | k_7kjrsg | United > Specific Energy Consumers > OLF [OLF]A > Fuel EnergyA > OLF FurnaceC-furnace c > OLF Furnace Combustion SystemA > OLF Furnace BurnerA | OLF Furnace Burner | Burner Air Flow | Nm3/h
k_mrz057 | k_v51opc | United > Specific Energy Consumers > OLF [OLF]A > Fuel EnergyA > OLF FurnaceC-furnace c > OLF Furnace Combustion SystemA > OLF Furnace BurnerA | OLF Furnace Burner | Burner Fuel Flow | Nm3/h
k_mrz057 | k_tbmz5f | United > Specific Energy Consumers > OLF [OLF]A > Fuel EnergyA > OLF FurnaceC-furnace c > OLF Furnace Combustion SystemA > OLF Furnace BurnerA | OLF Furnace Burner | Flame Status
k_mrz057 | k_1z0sqm | United > Specific Energy Consumers > OLF [OLF]A > Fuel EnergyA > OLF FurnaceC-furnace c > OLF Furnace Combustion SystemA > OLF Furnace BurnerA | OLF Furnace Burner | Pilot Status
k_pudzid | k_3tlp7u | United > Specific Energy Consumers > OLF [OLF]A > Fuel EnergyA > OLF FurnaceC-furnace c > OLF Furnace Radiant SectionA | OLF Furnace Radiant Section | Box Draft | mmH2O
k_pudzid | k_1t5lx9i | United > Specific Energy Consumers > OLF [OLF]A > Fuel EnergyA > OLF FurnaceC-furnace c > OLF Furnace Radiant SectionA | OLF Furnace Radiant Section | Radiant Box Temperature | degC
k_pudzid | k_1tgfcmb | United > Specific Energy Consumers > OLF [OLF]A > Fuel EnergyA > OLF FurnaceC-furnace c > OLF Furnace Radiant SectionA | OLF Furnace Radiant Section | Tube Skin Temperature (TMT) | degC
k_156ajji | k_jb28e5 | United > Specific Energy Consumers > OLF [OLF]A > Fuel EnergyA > OLF FurnaceC-furnace c > OLF Furnace Convection SectionA | OLF Furnace Convection Section | Flue Inlet Temperature | degC
k_156ajji | k_1kmetsk | United > Specific Energy Consumers > OLF [OLF]A > Fuel EnergyA > OLF FurnaceC-furnace c > OLF Furnace Convection SectionA | OLF Furnace Convection Section | Flue Outlet Temperature | degC
k_qxlnpj | k_e0tbig | United > Specific Energy Consumers > OLF [OLF]A > Fuel EnergyA > OLF FurnaceC-furnace c > OLF Furnace StackA | OLF Furnace Stack | NOx Emission | ppm
k_qxlnpj | k_93a4od | United > Specific Energy Consumers > OLF [OLF]A > Fuel EnergyA > OLF FurnaceC-furnace c > OLF Furnace StackA | OLF Furnace Stack | O2 in Flue Gas | vol% | UN.ETH.11AI1068C.PV
k_qxlnpj | k_1crjlbn | United > Specific Energy Consumers > OLF [OLF]A > Fuel EnergyA > OLF FurnaceC-furnace c > OLF Furnace StackA | OLF Furnace Stack | Stack Draft | mmH2O
k_qxlnpj | k_1fcgj6i | United > Specific Energy Consumers > OLF [OLF]A > Fuel EnergyA > OLF FurnaceC-furnace c > OLF Furnace StackA | OLF Furnace Stack | Stack Temperature | degC | UN.ETH.11TI1011C.PV
k_blbyvv | k_i6085o | United > Specific Energy Consumers > OLF [OLF]A > Fuel EnergyA > OLF FurnaceD-furnace d | OLF Furnace | Fuel Flow | Nm3/h | UN.ETH.11FI1029DA.PV
k_blbyvv | k_55tlug | United > Specific Energy Consumers > OLF [OLF]A > Fuel EnergyA > OLF FurnaceD-furnace d | OLF Furnace | Duty | MMkcal/h
k_blbyvv | k_1e7kjra | United > Specific Energy Consumers > OLF [OLF]A > Fuel EnergyA > OLF FurnaceD-furnace d | OLF Furnace | Stack Temperature | degC | UN.ETH.11TI1011D.PV
k_blbyvv | k_qmueab | United > Specific Energy Consumers > OLF [OLF]A > Fuel EnergyA > OLF FurnaceD-furnace d | OLF Furnace | Efficiency | percent
k_bkieqj | k_ddd2c3 | United > Specific Energy Consumers > OLF [OLF]A > Fuel EnergyA > OLF FurnaceD-furnace d | OLF Furnace | Fuel Gas Hydrogen | percent | UN.ETH.12AI2206A.PV
k_bkieqj | k_ddd2c3 | United > Specific Energy Consumers > OLF [OLF]A > Fuel EnergyA > OLF FurnaceD-furnace d | OLF Furnace | Fuel Gas Methae | percent | UN.ETH.12AI2206B.PV
k_bkieqj | k_ddd2c3 | United > Specific Energy Consumers > OLF [OLF]A > Fuel EnergyA > OLF FurnaceD-furnace d | OLF Furnace | Fuel Gas Ethylene | percent | UN.ETH.12AI2206C.PV
k_bkieqj | k_ddd2c3 | United > Specific Energy Consumers > OLF [OLF]A > Fuel EnergyA > OLF FurnaceD-furnace d | OLF Furnace | Fuel Gas Ethane | percent | UN.ETH.12AI2206D.PV
k_bkieqj | k_ddd2c3 | United > Specific Energy Consumers > OLF [OLF]A > Fuel EnergyA > OLF FurnaceD-furnace d | OLF Furnace | Fuel Gas Propane | percent | UN.ETH.12AI2206E.PV
k_8rxyqd | k_1nohwwc | United > Specific Energy Consumers > OLF [OLF]A > Fuel EnergyA > OLF FurnaceD-furnace d > OLF Furnace Combustion SystemA | OLF Furnace Combustion System | Burner Header Pressure | bar
k_8rxyqd | k_r3b8bm | United > Specific Energy Consumers > OLF [OLF]A > Fuel EnergyA > OLF FurnaceD-furnace d > OLF Furnace Combustion SystemA | OLF Furnace Combustion System | Excess O2 Setpoint | vol%
k_8rxyqd | k_qt30ah | United > Specific Energy Consumers > OLF [OLF]A > Fuel EnergyA > OLF FurnaceD-furnace d > OLF Furnace Combustion SystemA | OLF Furnace Combustion System | Total Combustion Air Flow | Nm3/h
k_rx46gr | k_s4prjk | United > Specific Energy Consumers > OLF [OLF]A > Fuel EnergyA > OLF FurnaceD-furnace d > OLF Furnace Combustion SystemA > OLF Furnace BurnerA | OLF Furnace Burner | Burner Air Flow | Nm3/h
k_rx46gr | k_70semo | United > Specific Energy Consumers > OLF [OLF]A > Fuel EnergyA > OLF FurnaceD-furnace d > OLF Furnace Combustion SystemA > OLF Furnace BurnerA | OLF Furnace Burner | Burner Fuel Flow | Nm3/h
k_rx46gr | k_1b1otkj | United > Specific Energy Consumers > OLF [OLF]A > Fuel EnergyA > OLF FurnaceD-furnace d > OLF Furnace Combustion SystemA > OLF Furnace BurnerA | OLF Furnace Burner | Flame Status
k_rx46gr | k_6c6p4u | United > Specific Energy Consumers > OLF [OLF]A > Fuel EnergyA > OLF FurnaceD-furnace d > OLF Furnace Combustion SystemA > OLF Furnace BurnerA | OLF Furnace Burner | Pilot Status
k_i1bzyd | k_x7lxka | United > Specific Energy Consumers > OLF [OLF]A > Fuel EnergyA > OLF FurnaceD-furnace d > OLF Furnace Radiant SectionA | OLF Furnace Radiant Section | Box Draft | mmH2O
k_i1bzyd | k_1m2546 | United > Specific Energy Consumers > OLF [OLF]A > Fuel EnergyA > OLF FurnaceD-furnace d > OLF Furnace Radiant SectionA | OLF Furnace Radiant Section | Radiant Box Temperature | degC
k_i1bzyd | k_ucoq8z | United > Specific Energy Consumers > OLF [OLF]A > Fuel EnergyA > OLF FurnaceD-furnace d > OLF Furnace Radiant SectionA | OLF Furnace Radiant Section | Tube Skin Temperature (TMT) | degC
k_1wtadny | k_o45qkd | United > Specific Energy Consumers > OLF [OLF]A > Fuel EnergyA > OLF FurnaceD-furnace d > OLF Furnace Convection SectionA | OLF Furnace Convection Section | Flue Inlet Temperature | degC
k_1wtadny | k_1np334k | United > Specific Energy Consumers > OLF [OLF]A > Fuel EnergyA > OLF FurnaceD-furnace d > OLF Furnace Convection SectionA | OLF Furnace Convection Section | Flue Outlet Temperature | degC
k_1eco13b | k_1ff1ex4 | United > Specific Energy Consumers > OLF [OLF]A > Fuel EnergyA > OLF FurnaceD-furnace d > OLF Furnace StackA | OLF Furnace Stack | NOx Emission | ppm
k_1eco13b | k_3m0p2l | United > Specific Energy Consumers > OLF [OLF]A > Fuel EnergyA > OLF FurnaceD-furnace d > OLF Furnace StackA | OLF Furnace Stack | O2 in Flue Gas | vol% | UN.ETH.11AI1068D.PV
k_1eco13b | k_3jgh2r | United > Specific Energy Consumers > OLF [OLF]A > Fuel EnergyA > OLF FurnaceD-furnace d > OLF Furnace StackA | OLF Furnace Stack | Stack Draft | mmH2O
k_1eco13b | k_ru53oa | United > Specific Energy Consumers > OLF [OLF]A > Fuel EnergyA > OLF FurnaceD-furnace d > OLF Furnace StackA | OLF Furnace Stack | Stack Temperature | degC | UN.ETH.11TI1011D.PV
k_1q6cjdn | k_7tsgp8 | United > Specific Energy Consumers > OLF [OLF]A > Fuel EnergyA > OLF FurnaceE-furnace e | OLF Furnace | Fuel Flow | Nm3/h | UN.ETH.11FI1029EA.PV
k_1q6cjdn | k_cz7biw | United > Specific Energy Consumers > OLF [OLF]A > Fuel EnergyA > OLF FurnaceE-furnace e | OLF Furnace | Duty | MMkcal/h
k_1q6cjdn | k_cl77t2 | United > Specific Energy Consumers > OLF [OLF]A > Fuel EnergyA > OLF FurnaceE-furnace e | OLF Furnace | Stack Temperature | degC | UN.ETH.11TI1011E.PV
k_1q6cjdn | k_14rcheb | United > Specific Energy Consumers > OLF [OLF]A > Fuel EnergyA > OLF FurnaceE-furnace e | OLF Furnace | Efficiency | percent
k_bkieqj | k_ddd2c3 | United > Specific Energy Consumers > OLF [OLF]A > Fuel EnergyA > OLF FurnaceE-furnace e | OLF Furnace | Fuel Gas Hydrogen | percent | UN.ETH.12AI2206A.PV
k_bkieqj | k_ddd2c3 | United > Specific Energy Consumers > OLF [OLF]A > Fuel EnergyA > OLF FurnaceE-furnace e | OLF Furnace | Fuel Gas Methae | percent | UN.ETH.12AI2206B.PV
k_bkieqj | k_ddd2c3 | United > Specific Energy Consumers > OLF [OLF]A > Fuel EnergyA > OLF FurnaceE-furnace e | OLF Furnace | Fuel Gas Ethylene | percent | UN.ETH.12AI2206C.PV
k_bkieqj | k_ddd2c3 | United > Specific Energy Consumers > OLF [OLF]A > Fuel EnergyA > OLF FurnaceE-furnace e | OLF Furnace | Fuel Gas Ethane | percent | UN.ETH.12AI2206D.PV
k_bkieqj | k_ddd2c3 | United > Specific Energy Consumers > OLF [OLF]A > Fuel EnergyA > OLF FurnaceE-furnace e | OLF Furnace | Fuel Gas Propane | percent | UN.ETH.12AI2206E.PV
k_11ykh1x | k_1wt8vbg | United > Specific Energy Consumers > OLF [OLF]A > Fuel EnergyA > OLF FurnaceE-furnace e > OLF Furnace Combustion SystemA | OLF Furnace Combustion System | Burner Header Pressure | bar
k_11ykh1x | k_1surpcy | United > Specific Energy Consumers > OLF [OLF]A > Fuel EnergyA > OLF FurnaceE-furnace e > OLF Furnace Combustion SystemA | OLF Furnace Combustion System | Excess O2 Setpoint | vol%
k_11ykh1x | k_1ornf95 | United > Specific Energy Consumers > OLF [OLF]A > Fuel EnergyA > OLF FurnaceE-furnace e > OLF Furnace Combustion SystemA | OLF Furnace Combustion System | Total Combustion Air Flow | Nm3/h
k_qc6t7 | k_3jmwds | United > Specific Energy Consumers > OLF [OLF]A > Fuel EnergyA > OLF FurnaceE-furnace e > OLF Furnace Combustion SystemA > OLF Furnace BurnerA | OLF Furnace Burner | Burner Air Flow | Nm3/h
k_qc6t7 | k_14d507k | United > Specific Energy Consumers > OLF [OLF]A > Fuel EnergyA > OLF FurnaceE-furnace e > OLF Furnace Combustion SystemA > OLF Furnace BurnerA | OLF Furnace Burner | Burner Fuel Flow | Nm3/h
k_qc6t7 | k_1q319wz | United > Specific Energy Consumers > OLF [OLF]A > Fuel EnergyA > OLF FurnaceE-furnace e > OLF Furnace Combustion SystemA > OLF Furnace BurnerA | OLF Furnace Burner | Flame Status
k_qc6t7 | k_yqf3i6 | United > Specific Energy Consumers > OLF [OLF]A > Fuel EnergyA > OLF FurnaceE-furnace e > OLF Furnace Combustion SystemA > OLF Furnace BurnerA | OLF Furnace Burner | Pilot Status
k_1yyuepx | k_v307hm | United > Specific Energy Consumers > OLF [OLF]A > Fuel EnergyA > OLF FurnaceE-furnace e > OLF Furnace Radiant SectionA | OLF Furnace Radiant Section | Box Draft | mmH2O
k_1yyuepx | k_173z3xi | United > Specific Energy Consumers > OLF [OLF]A > Fuel EnergyA > OLF FurnaceE-furnace e > OLF Furnace Radiant SectionA | OLF Furnace Radiant Section | Radiant Box Temperature | degC
k_1yyuepx | k_19vb0kj | United > Specific Energy Consumers > OLF [OLF]A > Fuel EnergyA > OLF FurnaceE-furnace e > OLF Furnace Radiant SectionA | OLF Furnace Radiant Section | Tube Skin Temperature (TMT) | degC
k_iyl4ku | k_kbzg1p | United > Specific Energy Consumers > OLF [OLF]A > Fuel EnergyA > OLF FurnaceE-furnace e > OLF Furnace Convection SectionA | OLF Furnace Convection Section | Flue Inlet Temperature | degC
k_iyl4ku | k_jfqses | United > Specific Energy Consumers > OLF [OLF]A > Fuel EnergyA > OLF FurnaceE-furnace e > OLF Furnace Convection SectionA | OLF Furnace Convection Section | Flue Outlet Temperature | degC
k_v44jt3 | k_1qu7yiw | United > Specific Energy Consumers > OLF [OLF]A > Fuel EnergyA > OLF FurnaceE-furnace e > OLF Furnace StackA | OLF Furnace Stack | NOx Emission | ppm
k_v44jt3 | k_13iv7l9 | United > Specific Energy Consumers > OLF [OLF]A > Fuel EnergyA > OLF FurnaceE-furnace e > OLF Furnace StackA | OLF Furnace Stack | O2 in Flue Gas | vol% | UN.ETH.11AI1068E.PV
k_v44jt3 | k_z6dpyr | United > Specific Energy Consumers > OLF [OLF]A > Fuel EnergyA > OLF FurnaceE-furnace e > OLF Furnace StackA | OLF Furnace Stack | Stack Draft | mmH2O
k_v44jt3 | k_1ks96oq | United > Specific Energy Consumers > OLF [OLF]A > Fuel EnergyA > OLF FurnaceE-furnace e > OLF Furnace StackA | OLF Furnace Stack | Stack Temperature | degC | UN.ETH.11TI1011E.PV
k_1gg3l97 | k_1welff0 | United > Specific Energy Consumers > OLF [OLF]A > Fuel EnergyA > OLF FurnaceF-furnace f | OLF Furnace | Fuel Flow | Nm3/h | UN.ETH.11FI1029FA.PV
k_1gg3l97 | k_1bfibbs | United > Specific Energy Consumers > OLF [OLF]A > Fuel EnergyA > OLF FurnaceF-furnace f | OLF Furnace | Duty | MMkcal/h
k_1gg3l97 | k_1te5ati | United > Specific Energy Consumers > OLF [OLF]A > Fuel EnergyA > OLF FurnaceF-furnace f | OLF Furnace | Stack Temperature | degC | UN.ETH.11TI1011F.PV
k_bkieqj | k_ddd2c3 | United > Specific Energy Consumers > OLF [OLF]A > Fuel EnergyA > OLF FurnaceF-furnace f | OLF Furnace | Fuel Gas Hydrogen | percent | UN.ETH.12AI2206A.PV
k_bkieqj | k_ddd2c3 | United > Specific Energy Consumers > OLF [OLF]A > Fuel EnergyA > OLF FurnaceF-furnace f | OLF Furnace | Fuel Gas Methae | percent | UN.ETH.12AI2206B.PV
k_bkieqj | k_ddd2c3 | United > Specific Energy Consumers > OLF [OLF]A > Fuel EnergyA > OLF FurnaceF-furnace f | OLF Furnace | Fuel Gas Ethylene | percent | UN.ETH.12AI2206C.PV
k_bkieqj | k_ddd2c3 | United > Specific Energy Consumers > OLF [OLF]A > Fuel EnergyA > OLF FurnaceF-furnace f | OLF Furnace | Fuel Gas Ethane | percent | UN.ETH.12AI2206D.PV
k_bkieqj | k_ddd2c3 | United > Specific Energy Consumers > OLF [OLF]A > Fuel EnergyA > OLF FurnaceF-furnace f | OLF Furnace | Fuel Gas Propane | percent | UN.ETH.12AI2206E.PV
k_1gg3l97 | k_1esoser | United > Specific Energy Consumers > OLF [OLF]A > Fuel EnergyA > OLF FurnaceF-furnace f | OLF Furnace | Efficiency | percent
k_84cd1x | k_qm7gek | United > Specific Energy Consumers > OLF [OLF]A > Fuel EnergyA > OLF FurnaceF-furnace f > OLF Furnace Combustion SystemA | OLF Furnace Combustion System | Burner Header Pressure | bar
k_84cd1x | k_1rpwnvm | United > Specific Energy Consumers > OLF [OLF]A > Fuel EnergyA > OLF FurnaceF-furnace f > OLF Furnace Combustion SystemA | OLF Furnace Combustion System | Excess O2 Setpoint | vol%
k_84cd1x | k_obdwl5 | United > Specific Energy Consumers > OLF [OLF]A > Fuel EnergyA > OLF FurnaceF-furnace f > OLF Furnace Combustion SystemA | OLF Furnace Combustion System | Total Combustion Air Flow | Nm3/h
k_15zgq0r | k_1rnbf00 | United > Specific Energy Consumers > OLF [OLF]A > Fuel EnergyA > OLF FurnaceF-furnace f > OLF Furnace Combustion SystemA > OLF Furnace BurnerA | OLF Furnace Burner | Burner Air Flow | Nm3/h
k_15zgq0r | k_16ku13k | United > Specific Energy Consumers > OLF [OLF]A > Fuel EnergyA > OLF FurnaceF-furnace f > OLF Furnace Combustion SystemA > OLF Furnace BurnerA | OLF Furnace Burner | Burner Fuel Flow | Nm3/h
k_15zgq0r | k_1y5yisz | United > Specific Energy Consumers > OLF [OLF]A > Fuel EnergyA > OLF FurnaceF-furnace f > OLF Furnace Combustion SystemA > OLF Furnace BurnerA | OLF Furnace Burner | Flame Status
k_15zgq0r | k_tggeda | United > Specific Energy Consumers > OLF [OLF]A > Fuel EnergyA > OLF FurnaceF-furnace f > OLF Furnace Combustion SystemA > OLF Furnace BurnerA | OLF Furnace Burner | Pilot Status
k_1bnd1hh | k_1ohfpka | United > Specific Energy Consumers > OLF [OLF]A > Fuel EnergyA > OLF FurnaceF-furnace f > OLF Furnace Radiant SectionA | OLF Furnace Radiant Section | Box Draft | mmH2O
k_1bnd1hh | k_foeoo6 | United > Specific Energy Consumers > OLF [OLF]A > Fuel EnergyA > OLF FurnaceF-furnace f > OLF Furnace Radiant SectionA | OLF Furnace Radiant Section | Radiant Box Temperature | degC
k_1bnd1hh | k_ruzmjn | United > Specific Energy Consumers > OLF [OLF]A > Fuel EnergyA > OLF FurnaceF-furnace f > OLF Furnace Radiant SectionA | OLF Furnace Radiant Section | Tube Skin Temperature (TMT) | degC
k_1b6hi9a | k_1xidhvh | United > Specific Energy Consumers > OLF [OLF]A > Fuel EnergyA > OLF FurnaceF-furnace f > OLF Furnace Convection SectionA | OLF Furnace Convection Section | Flue Inlet Temperature | degC
k_1b6hi9a | k_1u2tytw | United > Specific Energy Consumers > OLF [OLF]A > Fuel EnergyA > OLF FurnaceF-furnace f > OLF Furnace Convection SectionA | OLF Furnace Convection Section | Flue Outlet Temperature | degC
k_ausw3r | k_ts8jig | United > Specific Energy Consumers > OLF [OLF]A > Fuel EnergyA > OLF FurnaceF-furnace f > OLF Furnace StackA | OLF Furnace Stack | NOx Emission | ppm
k_ausw3r | k_r40u7h | United > Specific Energy Consumers > OLF [OLF]A > Fuel EnergyA > OLF FurnaceF-furnace f > OLF Furnace StackA | OLF Furnace Stack | O2 in Flue Gas | vol% | UN.ETH.11AI1068F.PV
k_ausw3r | k_2vuveb | United > Specific Energy Consumers > OLF [OLF]A > Fuel EnergyA > OLF FurnaceF-furnace f > OLF Furnace StackA | OLF Furnace Stack | Stack Draft | mmH2O
k_ausw3r | k_1sufkka | United > Specific Energy Consumers > OLF [OLF]A > Fuel EnergyA > OLF FurnaceF-furnace f > OLF Furnace StackA | OLF Furnace Stack | Stack Temperature | degC | UN.ETH.11TI1011F.PV
k_117kufv | k_1cundsc | United > Specific Energy Consumers > OLF [OLF]A > Fuel EnergyA > OLF FurnaceG-furnace g | OLF Furnace | Fuel Flow | Nm3/h | UN.ETH.11FI1029GA.PV
k_117kufv | k_k2m42g | United > Specific Energy Consumers > OLF [OLF]A > Fuel EnergyA > OLF FurnaceG-furnace g | OLF Furnace | Duty | MMkcal/h
k_117kufv | k_z47jnq | United > Specific Energy Consumers > OLF [OLF]A > Fuel EnergyA > OLF FurnaceG-furnace g | OLF Furnace | Stack Temperature | degC | UN.ETH.11TI1011G.PV
k_117kufv | k_18yjrpv | United > Specific Energy Consumers > OLF [OLF]A > Fuel EnergyA > OLF FurnaceG-furnace g | OLF Furnace | Efficiency | percent
k_bkieqj | k_ddd2c3 | United > Specific Energy Consumers > OLF [OLF]A > Fuel EnergyA > OLF FurnaceG-furnace g | OLF Furnace | Fuel Gas Hydrogen | percent | UN.ETH.12AI2206A.PV
k_bkieqj | k_ddd2c3 | United > Specific Energy Consumers > OLF [OLF]A > Fuel EnergyA > OLF FurnaceG-furnace g | OLF Furnace | Fuel Gas Methae | percent | UN.ETH.12AI2206B.PV
k_bkieqj | k_ddd2c3 | United > Specific Energy Consumers > OLF [OLF]A > Fuel EnergyA > OLF FurnaceG-furnace g | OLF Furnace | Fuel Gas Ethylene | percent | UN.ETH.12AI2206C.PV
k_bkieqj | k_ddd2c3 | United > Specific Energy Consumers > OLF [OLF]A > Fuel EnergyA > OLF FurnaceG-furnace g | OLF Furnace | Fuel Gas Ethane | percent | UN.ETH.12AI2206D.PV
k_bkieqj | k_ddd2c3 | United > Specific Energy Consumers > OLF [OLF]A > Fuel EnergyA > OLF FurnaceG-furnace g | OLF Furnace | Fuel Gas Propane | percent | UN.ETH.12AI2206E.PV
k_1evrfx1 | k_976aa4 | United > Specific Energy Consumers > OLF [OLF]A > Fuel EnergyA > OLF FurnaceG-furnace g > OLF Furnace Combustion SystemA | OLF Furnace Combustion System | Burner Header Pressure | bar
k_1evrfx1 | k_13llo2q | United > Specific Energy Consumers > OLF [OLF]A > Fuel EnergyA > OLF FurnaceG-furnace g > OLF Furnace Combustion SystemA | OLF Furnace Combustion System | Excess O2 Setpoint | vol%
k_1evrfx1 | k_10qw2k9 | United > Specific Energy Consumers > OLF [OLF]A > Fuel EnergyA > OLF FurnaceG-furnace g > OLF Furnace Combustion SystemA | OLF Furnace Combustion System | Total Combustion Air Flow | Nm3/h
k_1l1hlyz | k_1g7e7ao | United > Specific Energy Consumers > OLF [OLF]A > Fuel EnergyA > OLF FurnaceG-furnace g > OLF Furnace Combustion SystemA > OLF Furnace BurnerA | OLF Furnace Burner | Burner Air Flow | Nm3/h
k_1l1hlyz | k_cfkqxc | United > Specific Energy Consumers > OLF [OLF]A > Fuel EnergyA > OLF FurnaceG-furnace g > OLF Furnace Combustion SystemA > OLF Furnace BurnerA | OLF Furnace Burner | Burner Fuel Flow | Nm3/h
k_1l1hlyz | k_4ezcz7 | United > Specific Energy Consumers > OLF [OLF]A > Fuel EnergyA > OLF FurnaceG-furnace g > OLF Furnace Combustion SystemA > OLF Furnace BurnerA | OLF Furnace Burner | Flame Status
k_1l1hlyz | k_1c3h8ji | United > Specific Energy Consumers > OLF [OLF]A > Fuel EnergyA > OLF FurnaceG-furnace g > OLF Furnace Combustion SystemA > OLF Furnace BurnerA | OLF Furnace Burner | Pilot Status
k_1jngm4l | k_9g933e | United > Specific Energy Consumers > OLF [OLF]A > Fuel EnergyA > OLF FurnaceG-furnace g > OLF Furnace Radiant SectionA | OLF Furnace Radiant Section | Box Draft | mmH2O
k_1jngm4l | k_se0h46 | United > Specific Energy Consumers > OLF [OLF]A > Fuel EnergyA > OLF FurnaceG-furnace g > OLF Furnace Radiant SectionA | OLF Furnace Radiant Section | Radiant Box Temperature | degC
k_1jngm4l | k_lujnvn | United > Specific Energy Consumers > OLF [OLF]A > Fuel EnergyA > OLF FurnaceG-furnace g > OLF Furnace Radiant SectionA | OLF Furnace Radiant Section | Tube Skin Temperature (TMT) | degC
k_j7ar8u | k_15yrp4t | United > Specific Energy Consumers > OLF [OLF]A > Fuel EnergyA > OLF FurnaceG-furnace g > OLF Furnace Convection SectionA | OLF Furnace Convection Section | Flue Inlet Temperature | degC
k_j7ar8u | k_n0ikic | United > Specific Energy Consumers > OLF [OLF]A > Fuel EnergyA > OLF FurnaceG-furnace g > OLF Furnace Convection SectionA | OLF Furnace Convection Section | Flue Outlet Temperature | degC
k_apy98n | k_1r2xl6w | United > Specific Energy Consumers > OLF [OLF]A > Fuel EnergyA > OLF FurnaceG-furnace g > OLF Furnace StackA | OLF Furnace Stack | NOx Emission | ppm
k_apy98n | k_ixpnot | United > Specific Energy Consumers > OLF [OLF]A > Fuel EnergyA > OLF FurnaceG-furnace g > OLF Furnace StackA | OLF Furnace Stack | O2 in Flue Gas | vol% | UN.ETH.11AI1068G.PV
k_apy98n | k_1c3kotv | United > Specific Energy Consumers > OLF [OLF]A > Fuel EnergyA > OLF FurnaceG-furnace g > OLF Furnace StackA | OLF Furnace Stack | Stack Draft | mmH2O
k_apy98n | k_1lhdau2 | United > Specific Energy Consumers > OLF [OLF]A > Fuel EnergyA > OLF FurnaceG-furnace g > OLF Furnace StackA | OLF Furnace Stack | Stack Temperature | degC | UN.ETH.11TI1011G.PV
k_rp6xjv | k_1o1040c | United > Specific Energy Consumers > OLF [OLF]A > Fuel EnergyA > OLF FurnaceH-furnace h | OLF Furnace | Fuel Flow | Nm3/h | UN.ETH.11FI1029HA.PV
k_rp6xjv | k_1sy5kuw | United > Specific Energy Consumers > OLF [OLF]A > Fuel EnergyA > OLF FurnaceH-furnace h | OLF Furnace | Duty | MMkcal/h
k_rp6xjv | k_1prughy | United > Specific Energy Consumers > OLF [OLF]A > Fuel EnergyA > OLF FurnaceH-furnace h | OLF Furnace | Stack Temperature | degC | UN.ETH.11TI1011H.PV
k_rp6xjv | k_1mgljv7 | United > Specific Energy Consumers > OLF [OLF]A > Fuel EnergyA > OLF FurnaceH-furnace h | OLF Furnace | Efficiency | percent
k_bkieqj | k_ddd2c3 | United > Specific Energy Consumers > OLF [OLF]A > Fuel EnergyA > OLF FurnaceH-furnace h | OLF Furnace | Fuel Gas Hydrogen | percent | UN.ETH.12AI2206A.PV
k_bkieqj | k_ddd2c3 | United > Specific Energy Consumers > OLF [OLF]A > Fuel EnergyA > OLF FurnaceH-furnace h | OLF Furnace | Fuel Gas Methae | percent | UN.ETH.12AI2206B.PV
k_bkieqj | k_ddd2c3 | United > Specific Energy Consumers > OLF [OLF]A > Fuel EnergyA > OLF FurnaceH-furnace h | OLF Furnace | Fuel Gas Ethylene | percent | UN.ETH.12AI2206C.PV
k_bkieqj | k_ddd2c3 | United > Specific Energy Consumers > OLF [OLF]A > Fuel EnergyA > OLF FurnaceH-furnace h | OLF Furnace | Fuel Gas Ethane | percent | UN.ETH.12AI2206D.PV
k_bkieqj | k_ddd2c3 | United > Specific Energy Consumers > OLF [OLF]A > Fuel EnergyA > OLF FurnaceH-furnace h | OLF Furnace | Fuel Gas Propane | percent | UN.ETH.12AI2206E.PV
k_1g1d0yd | k_1jki9xo | United > Specific Energy Consumers > OLF [OLF]A > Fuel EnergyA > OLF FurnaceH-furnace h > OLF Furnace Combustion SystemA | OLF Furnace Combustion System | Burner Header Pressure | bar
k_1g1d0yd | k_1u5jkki | United > Specific Energy Consumers > OLF [OLF]A > Fuel EnergyA > OLF FurnaceH-furnace h > OLF Furnace Combustion SystemA | OLF Furnace Combustion System | Excess O2 Setpoint | vol%
k_1g1d0yd | k_144vcxl | United > Specific Energy Consumers > OLF [OLF]A > Fuel EnergyA > OLF FurnaceH-furnace h > OLF Furnace Combustion SystemA | OLF Furnace Combustion System | Total Combustion Air Flow | Nm3/h
k_evp9rv | k_1ewxt4g | United > Specific Energy Consumers > OLF [OLF]A > Fuel EnergyA > OLF FurnaceH-furnace h > OLF Furnace Combustion SystemA > OLF Furnace BurnerA | OLF Furnace Burner | Burner Air Flow | Nm3/h
k_evp9rv | k_1cl1b0w | United > Specific Energy Consumers > OLF [OLF]A > Fuel EnergyA > OLF FurnaceH-furnace h > OLF Furnace Combustion SystemA > OLF Furnace BurnerA | OLF Furnace Burner | Burner Fuel Flow | Nm3/h
k_evp9rv | k_1tquc37 | United > Specific Energy Consumers > OLF [OLF]A > Fuel EnergyA > OLF FurnaceH-furnace h > OLF Furnace Combustion SystemA > OLF Furnace BurnerA | OLF Furnace Burner | Flame Status
k_evp9rv | k_p1c7ni | United > Specific Energy Consumers > OLF [OLF]A > Fuel EnergyA > OLF FurnaceH-furnace h > OLF Furnace Combustion SystemA > OLF Furnace BurnerA | OLF Furnace Burner | Pilot Status
k_t8aked | k_42imui | United > Specific Energy Consumers > OLF [OLF]A > Fuel EnergyA > OLF FurnaceH-furnace h > OLF Furnace Radiant SectionA | OLF Furnace Radiant Section | Box Draft | mmH2O
k_t8aked | k_1nlraee | United > Specific Energy Consumers > OLF [OLF]A > Fuel EnergyA > OLF FurnaceH-furnace h > OLF Furnace Radiant SectionA | OLF Furnace Radiant Section | Radiant Box Temperature | degC
k_t8aked | k_17oh2w3 | United > Specific Energy Consumers > OLF [OLF]A > Fuel EnergyA > OLF FurnaceH-furnace h > OLF Furnace Radiant SectionA | OLF Furnace Radiant Section | Tube Skin Temperature (TMT) | degC
k_4sq9im | k_uipsql | United > Specific Energy Consumers > OLF [OLF]A > Fuel EnergyA > OLF FurnaceH-furnace h > OLF Furnace Convection SectionA | OLF Furnace Convection Section | Flue Inlet Temperature | degC
k_4sq9im | k_1ly4wwk | United > Specific Energy Consumers > OLF [OLF]A > Fuel EnergyA > OLF FurnaceH-furnace h > OLF Furnace Convection SectionA | OLF Furnace Convection Section | Flue Outlet Temperature | degC
k_1ubvhjb | k_1mflcqw | United > Specific Energy Consumers > OLF [OLF]A > Fuel EnergyA > OLF FurnaceH-furnace h > OLF Furnace StackA | OLF Furnace Stack | NOx Emission | ppm
k_1ubvhjb | k_17253hp | United > Specific Energy Consumers > OLF [OLF]A > Fuel EnergyA > OLF FurnaceH-furnace h > OLF Furnace StackA | OLF Furnace Stack | O2 in Flue Gas | vol% | UN.ETH.11AI1068H.PV
k_1ubvhjb | k_1asvjar | United > Specific Energy Consumers > OLF [OLF]A > Fuel EnergyA > OLF FurnaceH-furnace h > OLF Furnace StackA | OLF Furnace Stack | Stack Draft | mmH2O
k_1ubvhjb | k_u10j4q | United > Specific Energy Consumers > OLF [OLF]A > Fuel EnergyA > OLF FurnaceH-furnace h > OLF Furnace StackA | OLF Furnace Stack | Stack Temperature | degC | UN.ETH.11TI1011H.PV
k_793g2j | k_1doscjw | United > Specific Energy Consumers > OLF [OLF]A > Fuel EnergyA > OLF FurnaceI-furnace i | OLF Furnace | Fuel Flow | Nm3/h | UN.ETH.11FI1029JA.PV
k_793g2j | k_1qf8k8 | United > Specific Energy Consumers > OLF [OLF]A > Fuel EnergyA > OLF FurnaceI-furnace i | OLF Furnace | Duty | MMkcal/h
k_793g2j | k_o5h4jq | United > Specific Energy Consumers > OLF [OLF]A > Fuel EnergyA > OLF FurnaceI-furnace i | OLF Furnace | Stack Temperature | degC | UN.ETH.11TI1011J.PV
k_793g2j | k_1jzl03 | United > Specific Energy Consumers > OLF [OLF]A > Fuel EnergyA > OLF FurnaceI-furnace i | OLF Furnace | Efficiency | percent
k_bkieqj | k_ddd2c3 | United > Specific Energy Consumers > OLF [OLF]A > Fuel EnergyA > OLF FurnaceI-furnace i | OLF Furnace | Fuel Gas Hydrogen | percent | UN.ETH.12AI2206A.PV
k_bkieqj | k_ddd2c3 | United > Specific Energy Consumers > OLF [OLF]A > Fuel EnergyA > OLF FurnaceI-furnace i | OLF Furnace | Fuel Gas Methae | percent | UN.ETH.12AI2206B.PV
k_bkieqj | k_ddd2c3 | United > Specific Energy Consumers > OLF [OLF]A > Fuel EnergyA > OLF FurnaceI-furnace i | OLF Furnace | Fuel Gas Ethylene | percent | UN.ETH.12AI2206C.PV
k_bkieqj | k_ddd2c3 | United > Specific Energy Consumers > OLF [OLF]A > Fuel EnergyA > OLF FurnaceI-furnace i | OLF Furnace | Fuel Gas Ethane | percent | UN.ETH.12AI2206D.PV
k_bkieqj | k_ddd2c3 | United > Specific Energy Consumers > OLF [OLF]A > Fuel EnergyA > OLF FurnaceI-furnace i | OLF Furnace | Fuel Gas Propane | percent | UN.ETH.12AI2206E.PV
k_a6vhat | k_1sp98cs | United > Specific Energy Consumers > OLF [OLF]A > Fuel EnergyA > OLF FurnaceI-furnace i > OLF Furnace Combustion SystemA | OLF Furnace Combustion System | Burner Header Pressure | bar
k_a6vhat | k_wvvzmq | United > Specific Energy Consumers > OLF [OLF]A > Fuel EnergyA > OLF FurnaceI-furnace i > OLF Furnace Combustion SystemA | OLF Furnace Combustion System | Excess O2 Setpoint | vol%
k_a6vhat | k_32bpx5 | United > Specific Energy Consumers > OLF [OLF]A > Fuel EnergyA > OLF FurnaceI-furnace i > OLF Furnace Combustion SystemA | OLF Furnace Combustion System | Total Combustion Air Flow | Nm3/h
k_1mq1c3f | k_qbuxyo | United > Specific Energy Consumers > OLF [OLF]A > Fuel EnergyA > OLF FurnaceI-furnace i > OLF Furnace Combustion SystemA > OLF Furnace BurnerA | OLF Furnace Burner | Burner Air Flow | Nm3/h
k_1mq1c3f | k_aw9umo | United > Specific Energy Consumers > OLF [OLF]A > Fuel EnergyA > OLF FurnaceI-furnace i > OLF Furnace Combustion SystemA > OLF Furnace BurnerA | OLF Furnace Burner | Burner Fuel Flow | Nm3/h
k_1mq1c3f | k_9r2qgj | United > Specific Energy Consumers > OLF [OLF]A > Fuel EnergyA > OLF FurnaceI-furnace i > OLF Furnace Combustion SystemA > OLF Furnace BurnerA | OLF Furnace Burner | Flame Status
k_1mq1c3f | k_1hfkm0u | United > Specific Energy Consumers > OLF [OLF]A > Fuel EnergyA > OLF FurnaceI-furnace i > OLF Furnace Combustion SystemA > OLF Furnace BurnerA | OLF Furnace Burner | Pilot Status
k_b4ox6t | k_1xwwru | United > Specific Energy Consumers > OLF [OLF]A > Fuel EnergyA > OLF FurnaceI-furnace i > OLF Furnace Radiant SectionA | OLF Furnace Radiant Section | Box Draft | mmH2O
k_b4ox6t | k_u2k78m | United > Specific Energy Consumers > OLF [OLF]A > Fuel EnergyA > OLF FurnaceI-furnace i > OLF Furnace Radiant SectionA | OLF Furnace Radiant Section | Radiant Box Temperature | degC
k_b4ox6t | k_1n73d7n | United > Specific Energy Consumers > OLF [OLF]A > Fuel EnergyA > OLF FurnaceI-furnace i > OLF Furnace Radiant SectionA | OLF Furnace Radiant Section | Tube Skin Temperature (TMT) | degC
k_pz52em | k_qqji7x | United > Specific Energy Consumers > OLF [OLF]A > Fuel EnergyA > OLF FurnaceI-furnace i > OLF Furnace Convection SectionA | OLF Furnace Convection Section | Flue Inlet Temperature | degC
k_pz52em | k_hosm6s | United > Specific Energy Consumers > OLF [OLF]A > Fuel EnergyA > OLF FurnaceI-furnace i > OLF Furnace Convection SectionA | OLF Furnace Convection Section | Flue Outlet Temperature | degC
k_1b3c093 | k_1xurwco | United > Specific Energy Consumers > OLF [OLF]A > Fuel EnergyA > OLF FurnaceI-furnace i > OLF Furnace StackA | OLF Furnace Stack | NOx Emission | ppm
k_1b3c093 | k_7xvk19 | United > Specific Energy Consumers > OLF [OLF]A > Fuel EnergyA > OLF FurnaceI-furnace i > OLF Furnace StackA | OLF Furnace Stack | O2 in Flue Gas | vol% | UN.ETH.11AI1068J.PV
k_1b3c093 | k_7eoq7n | United > Specific Energy Consumers > OLF [OLF]A > Fuel EnergyA > OLF FurnaceI-furnace i > OLF Furnace StackA | OLF Furnace Stack | Stack Draft | mmH2O
k_1b3c093 | k_1mz4m56 | United > Specific Energy Consumers > OLF [OLF]A > Fuel EnergyA > OLF FurnaceI-furnace i > OLF Furnace StackA | OLF Furnace Stack | Stack Temperature | degC | UN.ETH.11TI1011J.PV
k_174npzj | k_ay0cdy | United > Specific Energy Consumers > OLF [OLF]A > Steam EnergyA > OLF TurbineA-turbine a | OLF Turbine | Inlet Steam Flow | metric_ton/h | UN.ETH.12FI2157.PV
k_174npzj | k_1ge0qrz | United > Specific Energy Consumers > OLF [OLF]A > Steam EnergyA > OLF TurbineA-turbine a | OLF Turbine | Inlet Pressure | bar | UN.ETH.12PI2125.PV
k_174npzj | k_1va5tt2 | United > Specific Energy Consumers > OLF [OLF]A > Steam EnergyA > OLF TurbineA-turbine a | OLF Turbine | Outlet Pressure | bar | UN.ETH.12PI2130.PV
k_174npzj | k_1ge0qrz | United > Specific Energy Consumers > OLF [OLF]A > Steam EnergyA > OLF TurbineA-turbine a | OLF Turbine | Inlet Temperature | degC | UN.ETH.12TI2107.PV
k_174npzj | k_1va5tt2 | United > Specific Energy Consumers > OLF [OLF]A > Steam EnergyA > OLF TurbineA-turbine a | OLF Turbine | Outlet Temperature | degC | UN.ETH.12TI2103.PV
k_174npzj | k_ay0cdy | United > Specific Energy Consumers > OLF [OLF]A > Steam EnergyA > OLF TurbineA-turbine a | OLF Turbine | Extraction Flow | metric_ton/h | UN.ETH.12FI2158.PV
k_174npzj | k_mtidxj | United > Specific Energy Consumers > OLF [OLF]A > Steam EnergyA > OLF TurbineA-turbine a | OLF Turbine | Shaft Power | kW
k_174npzj | k_1i7zjph | United > Specific Energy Consumers > OLF [OLF]A > Steam EnergyA > OLF TurbineA-turbine a | OLF Turbine | Isentropic Efficiency | percent
k_1vw6tlb | k_i3icvq | United > Specific Energy Consumers > OLF [OLF]A > Steam EnergyA > OLF TurbineB-turbine b | OLF Turbine | Inlet Steam Flow | metric_ton/h | UN.ETH.15FI5165.PV
k_1vw6tlb | k_65flvz | United > Specific Energy Consumers > OLF [OLF]A > Steam EnergyA > OLF TurbineB-turbine b | OLF Turbine | Inlet Pressure | bar | UN.ETH.15PI5029.PV
k_1vw6tlb | k_x25hye | United > Specific Energy Consumers > OLF [OLF]A > Steam EnergyA > OLF TurbineB-turbine b | OLF Turbine | Outlet Pressure | bar | UN.ETH.16PI6028.PV
k_1vw6tlb | k_65flvz | United > Specific Energy Consumers > OLF [OLF]A > Steam EnergyA > OLF TurbineB-turbine b | OLF Turbine | Inlet Temperature | bar | UN.ETH.15TI5105.PV
k_1vw6tlb | k_x25hye | United > Specific Energy Consumers > OLF [OLF]A > Steam EnergyA > OLF TurbineB-turbine b | OLF Turbine | Outlet Temperature | bar | UN.UO.70TI0006.PV
k_1vw6tlb | k_915laf | United > Specific Energy Consumers > OLF [OLF]A > Steam EnergyA > OLF TurbineB-turbine b | OLF Turbine | Shaft Power | kW
k_1vw6tlb | k_1alx4ed | United > Specific Energy Consumers > OLF [OLF]A > Steam EnergyA > OLF TurbineB-turbine b | OLF Turbine | Isentropic Efficiency | percent
k_111naz3 | k_hgwk3a | United > Specific Energy Consumers > OLF [OLF]A > Steam EnergyA > OLF TurbineC-turbine c | OLF Turbine | Inlet Steam Flow | metric_ton/h | UN.ETH.16FI6065.PV
k_111naz3 | k_1hylaj3 | United > Specific Energy Consumers > OLF [OLF]A > Steam EnergyA > OLF TurbineC-turbine c | OLF Turbine | Inlet Pressure | bar | UN.ETH.16PI6029.PV
k_111naz3 | k_1c3vvom | United > Specific Energy Consumers > OLF [OLF]A > Steam EnergyA > OLF TurbineC-turbine c | OLF Turbine | Outlet Pressure | bar | UN.ETH.16PI6120C.PV
k_111naz3 | k_1c3vvom | United > Specific Energy Consumers > OLF [OLF]A > Steam EnergyA > OLF TurbineC-turbine c | OLF Turbine | Inlet Temperature | degC | UN.ETH.16TI6006.PV
k_111naz3 | k_1c3vvom | United > Specific Energy Consumers > OLF [OLF]A > Steam EnergyA > OLF TurbineC-turbine c | OLF Turbine | Outlet Temperature | degC | UN.ETH.16TI6007.PV
k_111naz3 | k_1c3vvom | United > Specific Energy Consumers > OLF [OLF]A > Steam EnergyA > OLF TurbineC-turbine c | OLF Turbine | Extraction Flow | metric_ton/h | UN.ETH.16FI6066.PV
k_111naz3 | k_oale6f | United > Specific Energy Consumers > OLF [OLF]A > Steam EnergyA > OLF TurbineC-turbine c | OLF Turbine | Shaft Power | kW
k_111naz3 | k_z2lk05 | United > Specific Energy Consumers > OLF [OLF]A > Steam EnergyA > OLF TurbineC-turbine c | OLF Turbine | Isentropic Efficiency | percent
k_1ww33fz | k_1mryyoc | United > Specific Energy Consumers > OLF [OLF]A > Steam EnergyA > OLF Steam ExchangerA-steam exchanger a | OLF Steam Exchanger | Steam Flow | metric_ton/h | UN.ETH.11FC1021.PV
k_1ww33fz | k_5ei5x7 | United > Specific Energy Consumers > OLF [OLF]A > Steam EnergyA > OLF Steam ExchangerA-steam exchanger a | OLF Steam Exchanger | Steam Pressure | bar | UN.UO.70PI0024A.PV
k_1ww33fz | k_5ei5x7 | United > Specific Energy Consumers > OLF [OLF]A > Steam EnergyA > OLF Steam ExchangerA-steam exchanger a | OLF Steam Exchanger | Steam Temperature | degC | UN.UO.70TI0006.PV
k_1ww33fz | k_1nzkne4 | United > Specific Energy Consumers > OLF [OLF]A > Steam EnergyA > OLF Steam ExchangerA-steam exchanger a | OLF Steam Exchanger | Duty | MMkcal/h
k_1ww33fz | k_1nzq41t | United > Specific Energy Consumers > OLF [OLF]A > Steam EnergyA > OLF Steam ExchangerA-steam exchanger a | OLF Steam Exchanger | LMTD | degC
k_1owtsvo | k_1fixbca | United > Specific Energy Consumers > EG1 [EG1]A > Electric EnergyA > EG1 CompressorA-compressor a | EG1 Compressor | Current | A | UN.EG1.21II1815A.PV
k_1owtsvo | k_z86cyo | United > Specific Energy Consumers > EG1 [EG1]A > Electric EnergyA > EG1 CompressorA-compressor a | EG1 Compressor | Suction Flow | Nm3/h | UN.EG1.21FI1610.PV
k_1owtsvo | k_x8txuf | United > Specific Energy Consumers > EG1 [EG1]A > Electric EnergyA > EG1 CompressorA-compressor a | EG1 Compressor | Suction Pressure | bar | UN.EG1.21PI1864B.PV
k_1owtsvo | k_15a978q | United > Specific Energy Consumers > EG1 [EG1]A > Electric EnergyA > EG1 CompressorA-compressor a | EG1 Compressor | Discharge Pressure | bar | UN.EG1.21PI1863B.PV
k_1owtsvo | k_1ebwxtx | United > Specific Energy Consumers > EG1 [EG1]A > Electric EnergyA > EG1 CompressorA-compressor a | EG1 Compressor | Polytropic Efficiency | percent
k_25ic3d | k_vxgaqi | United > Specific Energy Consumers > EG1 [EG1]A > Steam EnergyA > EG1 ReboilerA-reboiler a | EG1 Reboiler | Steam Flow | metric_ton/h | UN.EG1.26FC6205.PV
k_25ic3d | k_1shoc6l | United > Specific Energy Consumers > EG1 [EG1]A > Steam EnergyA > EG1 ReboilerA-reboiler a | EG1 Reboiler | Steam Pressure | bar | UN.UO.70PC0007A.PV
k_25ic3d | k_1shoc6l | United > Specific Energy Consumers > EG1 [EG1]A > Steam EnergyA > EG1 ReboilerA-reboiler a | EG1 Reboiler | Steam Temperature | degC | UN.UO.70TC0005.PV
k_25ic3d | k_v1plfe | United > Specific Energy Consumers > EG1 [EG1]A > Steam EnergyA > EG1 ReboilerA-reboiler a | EG1 Reboiler | Duty | MMkcal/h
k_25ic3d | k_2k9at9 | United > Specific Energy Consumers > EG1 [EG1]A > Steam EnergyA > EG1 ReboilerA-reboiler a | EG1 Reboiler | Column ID
k_11em0bd | k_16owipm | United > Specific Energy Consumers > EG1 [EG1]A > Steam EnergyA > EG1 ReboilerB-reboiler b | EG1 Reboiler | Steam Flow | metric_ton/h | UN.EG1.26FC6308.PV
k_11em0bd | k_feh9fx | United > Specific Energy Consumers > EG1 [EG1]A > Steam EnergyA > EG1 ReboilerB-reboiler b | EG1 Reboiler | Steam Pressure | bar | UN.UO.70PC0007A.PV
k_11em0bd | k_feh9fx | United > Specific Energy Consumers > EG1 [EG1]A > Steam EnergyA > EG1 ReboilerB-reboiler b | EG1 Reboiler | Steam Temperature | degC | UN.UO.70TC0005.PV
k_11em0bd | k_z4ena2 | United > Specific Energy Consumers > EG1 [EG1]A > Steam EnergyA > EG1 ReboilerB-reboiler b | EG1 Reboiler | Duty | MMkcal/h
k_11em0bd | k_17168nx | United > Specific Energy Consumers > EG1 [EG1]A > Steam EnergyA > EG1 ReboilerB-reboiler b | EG1 Reboiler | Column ID
k_13kzx15 | k_3au4d6 | United > Specific Energy Consumers > EG1 [EG1]A > Steam EnergyA > EG1 ReboilerC-reboiler c | EG1 Reboiler | Steam Flow | metric_ton/h | UN.EG1.25FC5514.PV
k_13kzx15 | k_g6zd2l | United > Specific Energy Consumers > EG1 [EG1]A > Steam EnergyA > EG1 ReboilerC-reboiler c | EG1 Reboiler | Steam Pressure | bar | UN.UO.70PC0007A.PV
k_13kzx15 | k_g6zd2l | United > Specific Energy Consumers > EG1 [EG1]A > Steam EnergyA > EG1 ReboilerC-reboiler c | EG1 Reboiler | Steam Temperature | degC | UN.UO.70TC0005.PV
k_13kzx15 | k_rdkyuy | United > Specific Energy Consumers > EG1 [EG1]A > Steam EnergyA > EG1 ReboilerC-reboiler c | EG1 Reboiler | Duty | MMkcal/h
k_13kzx15 | k_btpxvh | United > Specific Energy Consumers > EG1 [EG1]A > Steam EnergyA > EG1 ReboilerC-reboiler c | EG1 Reboiler | Column ID
k_13kzx15 | k_3au4d6 | United > Specific Energy Consumers > EG1 [EG1]A > Steam EnergyA > EG1 ReboilerD-reboiler d | EG1 Reboiler | Steam Flow | metric_ton/h | UN.EG1.23FC3206.PV
k_13kzx15 | k_g6zd2l | United > Specific Energy Consumers > EG1 [EG1]A > Steam EnergyA > EG1 ReboilerD-reboiler d | EG1 Reboiler | Steam Pressure | bar | UN.UO.70PI0024A.PV
k_13kzx15 | k_g6zd2l | United > Specific Energy Consumers > EG1 [EG1]A > Steam EnergyA > EG1 ReboilerD-reboiler d | EG1 Reboiler | Steam Temperature | degC | UN.UO.70TI0006.PV
k_13kzx15 | k_rdkyuy | United > Specific Energy Consumers > EG1 [EG1]A > Steam EnergyA > EG1 ReboilerD-reboiler d | EG1 Reboiler | Duty | MMkcal/h
k_13kzx15 | k_btpxvh | United > Specific Energy Consumers > EG1 [EG1]A > Steam EnergyA > EG1 ReboilerD-reboiler d | EG1 Reboiler | Column ID
k_13kzx15 | k_3au4d6 | United > Specific Energy Consumers > EG1 [EG1]A > Steam EnergyA > EG1 ReboilerE-reboiler e | EG1 Reboiler | Steam Flow | metric_ton/h | UN.EG1.22FC2209.PV
k_13kzx15 | k_g6zd2l | United > Specific Energy Consumers > EG1 [EG1]A > Steam EnergyA > EG1 ReboilerE-reboiler e | EG1 Reboiler | Steam Pressure | bar | UN.UO.70PI0024A.PV
k_13kzx15 | k_g6zd2l | United > Specific Energy Consumers > EG1 [EG1]A > Steam EnergyA > EG1 ReboilerE-reboiler e | EG1 Reboiler | Steam Temperature | degC | UN.UO.70TI0006.PV
k_13kzx15 | k_rdkyuy | United > Specific Energy Consumers > EG1 [EG1]A > Steam EnergyA > EG1 ReboilerE-reboiler e | EG1 Reboiler | Duty | MMkcal/h
k_13kzx15 | k_btpxvh | United > Specific Energy Consumers > EG1 [EG1]A > Steam EnergyA > EG1 ReboilerE-reboiler e | EG1 Reboiler | Column ID
k_1exo4l5 | k_2c9dy2 | United > Specific Energy Consumers > EG1 [EG1]A > Steam EnergyA > EG1 Live Steam InjectionA-live steam injection a | EG1 Live Steam Injection | Steam Flow | metric_ton/h | UN.EG1.23FI3215.PV
k_1exo4l5 | k_9frwh9 | United > Specific Energy Consumers > EG1 [EG1]A > Steam EnergyA > EG1 Live Steam InjectionA-live steam injection a | EG1 Live Steam Injection | Steam Pressure | bar | UN.UO.70PI0024A.PV
k_1exo4l5 | k_1656m3o | United > Specific Energy Consumers > EG1 [EG1]A > Steam EnergyA > EG1 Live Steam InjectionA-live steam injection a | EG1 Live Steam Injection | Steam Temperature | degC | UN.UO.70TI0006.PV
k_1exo4l5 | k_1we467x | United > Specific Energy Consumers > EG1 [EG1]A > Steam EnergyA > EG1 Live Steam InjectionA-live steam injection a | EG1 Live Steam Injection | Column ID
k_121pqc9 | k_15gokze | United > Specific Energy Consumers > EG1 [EG1]A > Steam EnergyA > EG1 Live Steam InjectionB-live steam injection b | EG1 Live Steam Injection | Steam Flow | metric_ton/h | UN.EG1.22FC2208.PV
k_121pqc9 | k_1ui6d1p | United > Specific Energy Consumers > EG1 [EG1]A > Steam EnergyA > EG1 Live Steam InjectionB-live steam injection b | EG1 Live Steam Injection | Steam Pressure | bar | UN.UO.70PI0024A.PV
k_121pqc9 | k_trqfb8 | United > Specific Energy Consumers > EG1 [EG1]A > Steam EnergyA > EG1 Live Steam InjectionB-live steam injection b | EG1 Live Steam Injection | Steam Temperature | degC | UN.UO.70TI0006.PV
k_121pqc9 | k_1uo7cnx | United > Specific Energy Consumers > EG1 [EG1]A > Steam EnergyA > EG1 Live Steam InjectionB-live steam injection b | EG1 Live Steam Injection | Column ID
k_9elxbt | k_sopiu2 | United > Specific Energy Consumers > EG1 [EG1]A > Steam EnergyA > EG1 Steam ExchangerA-steam exchanger a | EG1 Steam Exchanger | Steam Flow | metric_ton/h | UN.EG1.25FC5304.PV
k_9elxbt | k_1v2svzh | United > Specific Energy Consumers > EG1 [EG1]A > Steam EnergyA > EG1 Steam ExchangerA-steam exchanger a | EG1 Steam Exchanger | Steam Pressure | bar | UN.UO.70PI0024A.PV
k_9elxbt | k_1v2svzh | United > Specific Energy Consumers > EG1 [EG1]A > Steam EnergyA > EG1 Steam ExchangerA-steam exchanger a | EG1 Steam Exchanger | Steam Temperature | degC | UN.UO.70TI0006.PV
k_9elxbt | k_101wnzu | United > Specific Energy Consumers > EG1 [EG1]A > Steam EnergyA > EG1 Steam ExchangerA-steam exchanger a | EG1 Steam Exchanger | Duty | MMkcal/h
k_9elxbt | k_1021lw7 | United > Specific Energy Consumers > EG1 [EG1]A > Steam EnergyA > EG1 Steam ExchangerA-steam exchanger a | EG1 Steam Exchanger | LMTD | degC
k_1s2j7sn | k_gbsf49 | United > Specific Energy Consumers > EG2 [EG2]A > Electric EnergyA > EG2 CompressorA-compressor a | EG2 Compressor | Current | A | UN.EG2.41II1815AB.PV
k_1s2j7sn | k_1bs9t8j | United > Specific Energy Consumers > EG2 [EG2]A > Electric EnergyA > EG2 CompressorA-compressor a | EG2 Compressor | Suction Flow | Nm3/h | UN.EG2.41FI1610.PV
k_1s2j7sn | k_vuyvp0 | United > Specific Energy Consumers > EG2 [EG2]A > Electric EnergyA > EG2 CompressorA-compressor a | EG2 Compressor | Suction Pressure | bar | UN.EG2.41PI1864B.PV
k_1s2j7sn | k_8icyvd | United > Specific Energy Consumers > EG2 [EG2]A > Electric EnergyA > EG2 CompressorA-compressor a | EG2 Compressor | Discharge Pressure | bar | UN.EG2.41PI1608.PV
k_1s2j7sn | k_1gz6eti | United > Specific Energy Consumers > EG2 [EG2]A > Electric EnergyA > EG2 CompressorA-compressor a | EG2 Compressor | Polytropic Efficiency | percent
k_qzdhtm | k_it3rcp | United > Specific Energy Consumers > EG2 [EG2]A > Steam EnergyA > EG2 Live Steam InjectionA-live steam injection a | EG2 Live Steam Injection | Steam Flow | metric_ton/h | UN.EG2.42FC2208.PV
k_qzdhtm | k_1jfyaxa | United > Specific Energy Consumers > EG2 [EG2]A > Steam EnergyA > EG2 Live Steam InjectionA-live steam injection a | EG2 Live Steam Injection | Steam Pressure | bar | UN.UO.70PI0024A.PV
k_qzdhtm | k_189myhz | United > Specific Energy Consumers > EG2 [EG2]A > Steam EnergyA > EG2 Live Steam InjectionA-live steam injection a | EG2 Live Steam Injection | Steam Temperature | degC | UN.UO.70TI0006.PV
k_qzdhtm | k_qplttq | United > Specific Energy Consumers > EG2 [EG2]A > Steam EnergyA > EG2 Live Steam InjectionA-live steam injection a | EG2 Live Steam Injection | Column ID
k_2odzfe | k_c44e3d | United > Specific Energy Consumers > EG2 [EG2]A > Steam EnergyA > EG2 Live Steam InjectionB-live steam injection b | EG2 Live Steam Injection | Steam Flow | metric_ton/h | UN.EG2.43FI3215.PV
k_2odzfe | k_cpfcvi | United > Specific Energy Consumers > EG2 [EG2]A > Steam EnergyA > EG2 Live Steam InjectionB-live steam injection b | EG2 Live Steam Injection | Steam Pressure | bar | UN.UO.70PI0024A.PV
k_2odzfe | k_m9aadj | United > Specific Energy Consumers > EG2 [EG2]A > Steam EnergyA > EG2 Live Steam InjectionB-live steam injection b | EG2 Live Steam Injection | Steam Temperature | degC | UN.UO.70TI0006.PV
k_2odzfe | k_md4xr2 | United > Specific Energy Consumers > EG2 [EG2]A > Steam EnergyA > EG2 Live Steam InjectionB-live steam injection b | EG2 Live Steam Injection | Column ID
k_d9hx16 | k_dp2m9l | United > Specific Energy Consumers > EG2 [EG2]A > Steam EnergyA > EG2 ReboilerA-reboiler a | EG2 Reboiler | Steam Flow | metric_ton/h | UN.EG2.42FC2209.PV
k_d9hx16 | k_1hxm9ji | United > Specific Energy Consumers > EG2 [EG2]A > Steam EnergyA > EG2 ReboilerA-reboiler a | EG2 Reboiler | Steam Pressure | bar | UN.UO.70PI0024A.PV
k_d9hx16 | k_1hxm9ji | United > Specific Energy Consumers > EG2 [EG2]A > Steam EnergyA > EG2 ReboilerA-reboiler a | EG2 Reboiler | Steam Temperature | degC | UN.UO.70TI0006.PV
k_d9hx16 | k_tx1tll | United > Specific Energy Consumers > EG2 [EG2]A > Steam EnergyA > EG2 ReboilerA-reboiler a | EG2 Reboiler | Duty | MMkcal/h
k_d9hx16 | k_1c2wu9q | United > Specific Energy Consumers > EG2 [EG2]A > Steam EnergyA > EG2 ReboilerA-reboiler a | EG2 Reboiler | Column ID
k_1161bbu | k_14h466x | United > Specific Energy Consumers > EG2 [EG2]A > Steam EnergyA > EG2 ReboilerB-reboiler b | EG2 Reboiler | Steam Flow | metric_ton/h | UN.EG2.43FC3206.PV
k_1161bbu | k_4kdkha | United > Specific Energy Consumers > EG2 [EG2]A > Steam EnergyA > EG2 ReboilerB-reboiler b | EG2 Reboiler | Steam Pressure | bar | UN.UO.70PI0024A.PV
k_1161bbu | k_4kdkha | United > Specific Energy Consumers > EG2 [EG2]A > Steam EnergyA > EG2 ReboilerB-reboiler b | EG2 Reboiler | Steam Temperature | degC | UN.UO.70TI0006.PV
k_1161bbu | k_1c4rurd | United > Specific Energy Consumers > EG2 [EG2]A > Steam EnergyA > EG2 ReboilerB-reboiler b | EG2 Reboiler | Duty | MMkcal/h
k_1161bbu | k_18qyiu6 | United > Specific Energy Consumers > EG2 [EG2]A > Steam EnergyA > EG2 ReboilerB-reboiler b | EG2 Reboiler | Column ID
k_15uda2i | k_167bta1 | United > Specific Energy Consumers > EG2 [EG2]A > Steam EnergyA > EG2 ReboilerC-reboiler c | EG2 Reboiler | Steam Flow | metric_ton/h | UN.EG2.46FC6308.PV
k_15uda2i | k_uz003y | United > Specific Energy Consumers > EG2 [EG2]A > Steam EnergyA > EG2 ReboilerC-reboiler c | EG2 Reboiler | Steam Pressure | bar | UN.UO.70PC0007A.PV
k_15uda2i | k_uz003y | United > Specific Energy Consumers > EG2 [EG2]A > Steam EnergyA > EG2 ReboilerC-reboiler c | EG2 Reboiler | Steam Temperature | degC | UN.UO.70TC0005.PV
k_15uda2i | k_unsg9l | United > Specific Energy Consumers > EG2 [EG2]A > Steam EnergyA > EG2 ReboilerC-reboiler c | EG2 Reboiler | Duty | MMkcal/h
k_15uda2i | k_1dkyy66 | United > Specific Energy Consumers > EG2 [EG2]A > Steam EnergyA > EG2 ReboilerC-reboiler c | EG2 Reboiler | Column ID
k_15uda2i | k_167bta1 | United > Specific Energy Consumers > EG2 [EG2]A > Steam EnergyA > EG2 ReboilerD-reboiler d | EG2 Reboiler | Steam Flow | metric_ton/h | UN.EG2.45FC5514.PV
k_15uda2i | k_uz003y | United > Specific Energy Consumers > EG2 [EG2]A > Steam EnergyA > EG2 ReboilerD-reboiler d | EG2 Reboiler | Steam Pressure | bar | UN.UO.70PC0007A.PV
k_15uda2i | k_uz003y | United > Specific Energy Consumers > EG2 [EG2]A > Steam EnergyA > EG2 ReboilerD-reboiler d | EG2 Reboiler | Steam Temperature | degC | UN.UO.70TC0005.PV
k_15uda2i | k_unsg9l | United > Specific Energy Consumers > EG2 [EG2]A > Steam EnergyA > EG2 ReboilerD-reboiler d | EG2 Reboiler | Duty | MMkcal/h
k_15uda2i | k_1dkyy66 | United > Specific Energy Consumers > EG2 [EG2]A > Steam EnergyA > EG2 ReboilerD-reboiler d | EG2 Reboiler | Column ID
k_15uda2i | k_167bta1 | United > Specific Energy Consumers > EG2 [EG2]A > Steam EnergyA > EG2 ReboilerE-reboiler e | EG2 Reboiler | Steam Flow | metric_ton/h | UN.EG2.46FC6205.PV
k_15uda2i | k_uz003y | United > Specific Energy Consumers > EG2 [EG2]A > Steam EnergyA > EG2 ReboilerE-reboiler e | EG2 Reboiler | Steam Pressure | bar | UN.UO.70PC0007A.PV
k_15uda2i | k_uz003y | United > Specific Energy Consumers > EG2 [EG2]A > Steam EnergyA > EG2 ReboilerE-reboiler e | EG2 Reboiler | Steam Temperature | degC | UN.UO.70TC0005.PV
k_15uda2i | k_unsg9l | United > Specific Energy Consumers > EG2 [EG2]A > Steam EnergyA > EG2 ReboilerE-reboiler e | EG2 Reboiler | Duty | MMkcal/h
k_15uda2i | k_1dkyy66 | United > Specific Energy Consumers > EG2 [EG2]A > Steam EnergyA > EG2 ReboilerE-reboiler e | EG2 Reboiler | Column ID
k_16xfpx6 | k_1on44ah | United > Specific Energy Consumers > EG2 [EG2]A > Steam EnergyA > EG2 Steam ExchangerA-steam exchanger a | EG2 Steam Exchanger | Steam Flow | metric_ton/h | UN.EG2.45FC5304.PV
k_16xfpx6 | k_i7egjy | United > Specific Energy Consumers > EG2 [EG2]A > Steam EnergyA > EG2 Steam ExchangerA-steam exchanger a | EG2 Steam Exchanger | Steam Pressure | bar | UN.UO.70PI0024A.PV
k_16xfpx6 | k_qbhcih | United > Specific Energy Consumers > EG2 [EG2]A > Steam EnergyA > EG2 Steam ExchangerA-steam exchanger a | EG2 Steam Exchanger | Steam Temperature | degC | UN.UO.70TI0006.PV
k_16xfpx6 | k_qbhcih | United > Specific Energy Consumers > EG2 [EG2]A > Steam EnergyA > EG2 Steam ExchangerA-steam exchanger a | EG2 Steam Exchanger | Duty | MMkcal/h
k_16xfpx6 | k_qbnp2s | United > Specific Energy Consumers > EG2 [EG2]A > Steam EnergyA > EG2 Steam ExchangerA-steam exchanger a | EG2 Steam Exchanger | LMTD | degC
k_1btdiie | k_oxhf1k | United > Specific Energy Consumers > EG3 [EG3]A > Electric EnergyA > EG3 CompressorA-compressor a | EG3 Compressor | Current | A | UN.EG3.61XII1871.PV
k_1btdiie | k_nvbrz6 | United > Specific Energy Consumers > EG3 [EG3]A > Electric EnergyA > EG3 CompressorA-compressor a | EG3 Compressor | Suction Flow | Nm3/h | UN.EG3.61FI1780.PV
k_1btdiie | k_xkaket | United > Specific Energy Consumers > EG3 [EG3]A > Electric EnergyA > EG3 CompressorA-compressor a | EG3 Compressor | Suction Pressure | bar | UN.EG3.61PI1830.PV
k_1btdiie | k_8jrtm0 | United > Specific Energy Consumers > EG3 [EG3]A > Electric EnergyA > EG3 CompressorA-compressor a | EG3 Compressor | Discharge Pressure | bar | UN.EG3.61PI1608.PV
k_1btdiie | k_1cktqh3 | United > Specific Energy Consumers > EG3 [EG3]A > Electric EnergyA > EG3 CompressorA-compressor a | EG3 Compressor | Polytropic Efficiency | percent
k_1qe0r7f | k_r8ebdk | United > Specific Energy Consumers > EG3 [EG3]A > Steam EnergyA > EG3 ReboilerA-reboiler a | EG3 Reboiler | Steam Flow | metric_ton/h | UN.EG3.66FC6308.PV
k_1qe0r7f | k_9enp7z | United > Specific Energy Consumers > EG3 [EG3]A > Steam EnergyA > EG3 ReboilerA-reboiler a | EG3 Reboiler | Steam Pressure | bar | UN.UO.70PC0007A.PV
k_1qe0r7f | k_9enp7z | United > Specific Energy Consumers > EG3 [EG3]A > Steam EnergyA > EG3 ReboilerA-reboiler a | EG3 Reboiler | Steam Temperature | degC | UN.UO.70TC0005.PV
k_1qe0r7f | k_nvssqg | United > Specific Energy Consumers > EG3 [EG3]A > Steam EnergyA > EG3 ReboilerA-reboiler a | EG3 Reboiler | Duty | MMkcal/h
k_1qe0r7f | k_1t5l27z | United > Specific Energy Consumers > EG3 [EG3]A > Steam EnergyA > EG3 ReboilerA-reboiler a | EG3 Reboiler | Column ID
k_3p8om3 | k_wqzg8o | United > Specific Energy Consumers > EG3 [EG3]A > Steam EnergyA > EG3 ReboilerB-reboiler b | EG3 Reboiler | Steam Flow | metric_ton/h | UN.EG3.62FC2209.PV
k_3p8om3 | k_13fopqn | United > Specific Energy Consumers > EG3 [EG3]A > Steam EnergyA > EG3 ReboilerB-reboiler b | EG3 Reboiler | Steam Pressure | bar | UN.UO.70PI0024A.PV
k_3p8om3 | k_13fopqn | United > Specific Energy Consumers > EG3 [EG3]A > Steam EnergyA > EG3 ReboilerB-reboiler b | EG3 Reboiler | Steam Temperature | degC | UN.UO.70TI0006.PV
k_3p8om3 | k_slwzo8 | United > Specific Energy Consumers > EG3 [EG3]A > Steam EnergyA > EG3 ReboilerB-reboiler b | EG3 Reboiler | Duty | MMkcal/h
k_3p8om3 | k_6nj7fj | United > Specific Energy Consumers > EG3 [EG3]A > Steam EnergyA > EG3 ReboilerB-reboiler b | EG3 Reboiler | Column ID
k_1k26pa3 | k_m8ntug | United > Specific Energy Consumers > EG3 [EG3]A > Steam EnergyA > EG3 ReboilerC-reboiler c | EG3 Reboiler | Steam Flow | metric_ton/h | UN.EG3.65FC5514.PV
k_1k26pa3 | k_7jw2en | United > Specific Energy Consumers > EG3 [EG3]A > Steam EnergyA > EG3 ReboilerC-reboiler c | EG3 Reboiler | Steam Pressure | bar | UN.UO.70PC0007A.PV
k_1k26pa3 | k_7jw2en | United > Specific Energy Consumers > EG3 [EG3]A > Steam EnergyA > EG3 ReboilerC-reboiler c | EG3 Reboiler | Steam Temperature | degC | UN.UO.70TC0005.PV
k_1k26pa3 | k_1fgn2rc | United > Specific Energy Consumers > EG3 [EG3]A > Steam EnergyA > EG3 ReboilerC-reboiler c | EG3 Reboiler | Duty | MMkcal/h
k_1k26pa3 | k_1uoct6n | United > Specific Energy Consumers > EG3 [EG3]A > Steam EnergyA > EG3 ReboilerC-reboiler c | EG3 Reboiler | Column ID
k_1oyhrx8 | k_51wkzv | United > Specific Energy Consumers > LAO [LAO]A > Fuel EnergyA > LAO Feed PreheaterA-feed preheater a | LAO Feed Preheater | Fuel Flow A | Nm3/h | UN.LAO.38FI8108.PV
k_1oyhrx8 | k_51wkzv | United > Specific Energy Consumers > LAO [LAO]A > Fuel EnergyA > LAO Feed PreheaterA-feed preheater a | LAO Feed Preheater | Fuel Flow B | Nm3/h | UN.LAO.38FIC8109.PV
k_1oyhrx8 | k_1b5ikhr | United > Specific Energy Consumers > LAO [LAO]A > Fuel EnergyA > LAO Feed PreheaterA-feed preheater a | LAO Feed Preheater | Duty | MMkcal/h
k_1oyhrx8 | k_15w2hbw | United > Specific Energy Consumers > LAO [LAO]A > Fuel EnergyA > LAO Feed PreheaterA-feed preheater a | LAO Feed Preheater | Outlet Temperature | degC
k_1oyhrx8 | k_1unl9h0 | United > Specific Energy Consumers > LAO [LAO]A > Fuel EnergyA > LAO Feed PreheaterA-feed preheater a | LAO Feed Preheater | Efficiency | percent
k_1oyhrx8 | k_1unl9h0 | United > Specific Energy Consumers > LAO [LAO]A > Fuel EnergyA > LAO Feed PreheaterA-feed preheater a | LAO Feed Preheater | Fuel Gas C1 | mol% | AR.AR5.DCS.Process.AI51211.PV
k_5gzr3 | k_w3bqug | United > Specific Energy Consumers > LAO [LAO]A > Fuel EnergyA > LAO Feed PreheaterA-feed preheater a | LAO Feed Preheater | Fuel Gas C2 | mol% | AR.AR5.DCS.Process.AI51212.PV
k_5gzr3 | k_w3bqug | United > Specific Energy Consumers > LAO [LAO]A > Fuel EnergyA > LAO Feed PreheaterA-feed preheater a | LAO Feed Preheater | Fuel Gas C3 | mol% | AR.AR5.DCS.Process.AI51213.PV
k_5gzr3 | k_w3bqug | United > Specific Energy Consumers > LAO [LAO]A > Fuel EnergyA > LAO Feed PreheaterA-feed preheater a | LAO Feed Preheater | Fuel Gas CO2 | mol% | AR.AR5.DCS.Process.AI51217.PV
k_5gzr3 | k_w3bqug | United > Specific Energy Consumers > LAO [LAO]A > Fuel EnergyA > LAO Feed PreheaterA-feed preheater a | LAO Feed Preheater | Fuel Gas Flow | metric_ton/h | UN.UO.71FC1104.PV
k_5gzr3 | k_w3bqug | United > Specific Energy Consumers > LAO [LAO]A > Fuel EnergyA > LAO Feed PreheaterA-feed preheater a | LAO Feed Preheater | Fuel Gas iC4 | mol% | AR.AR5.DCS.Process.AI51215.PV
k_5gzr3 | k_w3bqug | United > Specific Energy Consumers > LAO [LAO]A > Fuel EnergyA > LAO Feed PreheaterA-feed preheater a | LAO Feed Preheater | Fuel Gas iC5 | mol% | AR.AR5.DCS.Process.AI512111.PV
k_5gzr3 | k_w3bqug | United > Specific Energy Consumers > LAO [LAO]A > Fuel EnergyA > LAO Feed PreheaterA-feed preheater a | LAO Feed Preheater | Fuel Gas N2 | mol% | AR.AR5.DCS.Process.AI51219.PV
k_5gzr3 | k_w3bqug | United > Specific Energy Consumers > LAO [LAO]A > Fuel EnergyA > LAO Feed PreheaterA-feed preheater a | LAO Feed Preheater | Fuel Gas nC4 | mol% | AR.AR5.DCS.Process.AI51214.PV
k_5gzr3 | k_w3bqug | United > Specific Energy Consumers > LAO [LAO]A > Fuel EnergyA > LAO Feed PreheaterA-feed preheater a | LAO Feed Preheater | Fuel Gas nC5 | mol% | AR.AR5.DCS.Process.AI512110.PV
k_1sir2c7 | k_1m637ym | United > Specific Energy Consumers > LAO [LAO]A > Fuel EnergyA > LAO Feed PreheaterA-feed preheater a > LAO Feed Preheater Combustion SystemA | LAO Feed Preheater Combustion System | Burner Header Pressure | bar
k_1sir2c7 | k_1ni57s0 | United > Specific Energy Consumers > LAO [LAO]A > Fuel EnergyA > LAO Feed PreheaterA-feed preheater a > LAO Feed Preheater Combustion SystemA | LAO Feed Preheater Combustion System | Excess O2 Setpoint | vol%
k_1sir2c7 | k_fdnk57 | United > Specific Energy Consumers > LAO [LAO]A > Fuel EnergyA > LAO Feed PreheaterA-feed preheater a > LAO Feed Preheater Combustion SystemA | LAO Feed Preheater Combustion System | Total Combustion Air Flow | Nm3/h
k_v4w36k | k_b2jbrr | United > Specific Energy Consumers > LAO [LAO]A > Fuel EnergyA > LAO Feed PreheaterA-feed preheater a > LAO Feed Preheater Combustion SystemA > LAO Feed Preheater BurnerA | LAO Feed Preheater Burner | Burner Air Flow | Nm3/h
k_v4w36k | k_1x01efr | United > Specific Energy Consumers > LAO [LAO]A > Fuel EnergyA > LAO Feed PreheaterA-feed preheater a > LAO Feed Preheater Combustion SystemA > LAO Feed Preheater BurnerA | LAO Feed Preheater Burner | Burner Fuel Flow | Nm3/h
k_v4w36k | k_1hzhilw | United > Specific Energy Consumers > LAO [LAO]A > Fuel EnergyA > LAO Feed PreheaterA-feed preheater a > LAO Feed Preheater Combustion SystemA > LAO Feed Preheater BurnerA | LAO Feed Preheater Burner | Flame Status
k_v4w36k | k_1eq7z3t | United > Specific Energy Consumers > LAO [LAO]A > Fuel EnergyA > LAO Feed PreheaterA-feed preheater a > LAO Feed Preheater Combustion SystemA > LAO Feed Preheater BurnerA | LAO Feed Preheater Burner | Pilot Status
k_yztxaf | k_1irs3oo | United > Specific Energy Consumers > LAO [LAO]A > Fuel EnergyA > LAO Feed PreheaterA-feed preheater a > LAO Feed Preheater Radiant SectionA | LAO Feed Preheater Radiant Section | Box Draft | mmH2O
k_yztxaf | k_k6yep0 | United > Specific Energy Consumers > LAO [LAO]A > Fuel EnergyA > LAO Feed PreheaterA-feed preheater a > LAO Feed Preheater Radiant SectionA | LAO Feed Preheater Radiant Section | Radiant Box Temperature | degC
k_yztxaf | k_pimme9 | United > Specific Energy Consumers > LAO [LAO]A > Fuel EnergyA > LAO Feed PreheaterA-feed preheater a > LAO Feed Preheater Radiant SectionA | LAO Feed Preheater Radiant Section | Tube Skin Temperature (TMT) | degC
k_avt370 | k_w92iwv | United > Specific Energy Consumers > LAO [LAO]A > Fuel EnergyA > LAO Feed PreheaterA-feed preheater a > LAO Feed Preheater Convection SectionA | LAO Feed Preheater Convection Section | Flue Inlet Temperature | degC
k_avt370 | k_1trfufq | United > Specific Energy Consumers > LAO [LAO]A > Fuel EnergyA > LAO Feed PreheaterA-feed preheater a > LAO Feed Preheater Convection SectionA | LAO Feed Preheater Convection Section | Flue Outlet Temperature | degC
k_kysxol | k_9h48i2 | United > Specific Energy Consumers > LAO [LAO]A > Fuel EnergyA > LAO Feed PreheaterA-feed preheater a > LAO Feed Preheater StackA | LAO Feed Preheater Stack | NOx Emission | ppm
k_kysxol | k_10pe10v | United > Specific Energy Consumers > LAO [LAO]A > Fuel EnergyA > LAO Feed PreheaterA-feed preheater a > LAO Feed Preheater StackA | LAO Feed Preheater Stack | O2 in Flue Gas | vol% | UN.LAO.38AI8460.PV
k_kysxol | k_1nhnx81 | United > Specific Energy Consumers > LAO [LAO]A > Fuel EnergyA > LAO Feed PreheaterA-feed preheater a > LAO Feed Preheater StackA | LAO Feed Preheater Stack | Stack Draft | mmH2O
k_kysxol | k_1tizbrs | United > Specific Energy Consumers > LAO [LAO]A > Fuel EnergyA > LAO Feed PreheaterA-feed preheater a > LAO Feed Preheater StackA | LAO Feed Preheater Stack | Stack Temperature | degC | UN.LAO.X38TI8469A.PV
k_64yw6w | k_11atf8v | United > Specific Energy Consumers > Utility Unit [UTI]A > Fuel EnergyA > UTI BoilerA-boiler a | UTI Boiler | Fuel Flow | Nm3/h
k_64yw6w | k_14dx906 | United > Specific Energy Consumers > Utility Unit [UTI]A > Fuel EnergyA > UTI BoilerA-boiler a | UTI Boiler | Steam Output | metric_ton/h
k_64yw6w | k_6d88pb | United > Specific Energy Consumers > Utility Unit [UTI]A > Fuel EnergyA > UTI BoilerA-boiler a | UTI Boiler | Boiler Efficiency | percent
k_64yw6w | k_n99wch | United > Specific Energy Consumers > Utility Unit [UTI]A > Fuel EnergyA > UTI BoilerA-boiler a | UTI Boiler | Excess O2 | percent
k_zb3jnm | k_wdbwr5 | United > Specific Energy Consumers > Utility Unit [UTI]A > Fuel EnergyA > UTI BoilerA-boiler a > UTI Boiler Air PreheaterA | UTI Boiler Air Preheater | Air Inlet Temperature | degC
k_zb3jnm | k_63hoe0 | United > Specific Energy Consumers > Utility Unit [UTI]A > Fuel EnergyA > UTI BoilerA-boiler a > UTI Boiler Air PreheaterA | UTI Boiler Air Preheater | Air Outlet Temperature | degC
k_zb3jnm | k_33yjtk | United > Specific Energy Consumers > Utility Unit [UTI]A > Fuel EnergyA > UTI BoilerA-boiler a > UTI Boiler Air PreheaterA | UTI Boiler Air Preheater | Air Side Differential Pressure | bar
k_zb3jnm | k_1m1zrpt | United > Specific Energy Consumers > Utility Unit [UTI]A > Fuel EnergyA > UTI BoilerA-boiler a > UTI Boiler Air PreheaterA | UTI Boiler Air Preheater | Flue Inlet Temperature | degC
k_zb3jnm | k_1c0ego | United > Specific Energy Consumers > Utility Unit [UTI]A > Fuel EnergyA > UTI BoilerA-boiler a > UTI Boiler Air PreheaterA | UTI Boiler Air Preheater | Flue Outlet Temperature | degC
k_zb3jnm | k_5oqaal | United > Specific Energy Consumers > Utility Unit [UTI]A > Fuel EnergyA > UTI BoilerA-boiler a > UTI Boiler Air PreheaterA | UTI Boiler Air Preheater | Leakage | percent
k_17ftwx2 | k_tszfzk | United > Specific Energy Consumers > Utility Unit [UTI]A > Fuel EnergyA > UTI BoilerA-boiler a > UTI Boiler BFW SystemA | UTI Boiler BFW System | BFW Header Pressure | bar
k_17ftwx2 | k_ufc2zd | United > Specific Energy Consumers > Utility Unit [UTI]A > Fuel EnergyA > UTI BoilerA-boiler a > UTI Boiler BFW SystemA | UTI Boiler BFW System | BFW Header Temperature | degC
k_17ftwx2 | k_q141nm | United > Specific Energy Consumers > Utility Unit [UTI]A > Fuel EnergyA > UTI BoilerA-boiler a > UTI Boiler BFW SystemA | UTI Boiler BFW System | BFW Inlet Flow | metric_ton/h
k_17ftwx2 | k_16vt6e1 | United > Specific Energy Consumers > Utility Unit [UTI]A > Fuel EnergyA > UTI BoilerA-boiler a > UTI Boiler BFW SystemA | UTI Boiler BFW System | BFW Quality (Conductivity) | uS/cm
k_1rzlkud | k_2tac3m | United > Specific Energy Consumers > Utility Unit [UTI]A > Fuel EnergyA > UTI BoilerA-boiler a > UTI Boiler BFW SystemA > UTI Boiler BFW PumpA | UTI Boiler BFW Pump | Bearing Temperature | degC
k_1rzlkud | k_oyly18 | United > Specific Energy Consumers > Utility Unit [UTI]A > Fuel EnergyA > UTI BoilerA-boiler a > UTI Boiler BFW SystemA > UTI Boiler BFW PumpA | UTI Boiler BFW Pump | Discharge Flow | metric_ton/h
k_1rzlkud | k_48fdob | United > Specific Energy Consumers > Utility Unit [UTI]A > Fuel EnergyA > UTI BoilerA-boiler a > UTI Boiler BFW SystemA > UTI Boiler BFW PumpA | UTI Boiler BFW Pump | Discharge Pressure | bar
k_1rzlkud | k_1avhwqg | United > Specific Energy Consumers > Utility Unit [UTI]A > Fuel EnergyA > UTI BoilerA-boiler a > UTI Boiler BFW SystemA > UTI Boiler BFW PumpA | UTI Boiler BFW Pump | Driver Steam Flow | metric_ton/h
k_1rzlkud | k_136jjqw | United > Specific Energy Consumers > Utility Unit [UTI]A > Fuel EnergyA > UTI BoilerA-boiler a > UTI Boiler BFW SystemA > UTI Boiler BFW PumpA | UTI Boiler BFW Pump | Motor Current | A
k_1rzlkud | k_kh2g7u | United > Specific Energy Consumers > Utility Unit [UTI]A > Fuel EnergyA > UTI BoilerA-boiler a > UTI Boiler BFW SystemA > UTI Boiler BFW PumpA | UTI Boiler BFW Pump | Power Output | kW
k_1rzlkud | k_102horh | United > Specific Energy Consumers > Utility Unit [UTI]A > Fuel EnergyA > UTI BoilerA-boiler a > UTI Boiler BFW SystemA > UTI Boiler BFW PumpA | UTI Boiler BFW Pump | Speed | rpm
k_1rzlkud | k_1rcwzt2 | United > Specific Energy Consumers > Utility Unit [UTI]A > Fuel EnergyA > UTI BoilerA-boiler a > UTI Boiler BFW SystemA > UTI Boiler BFW PumpA | UTI Boiler BFW Pump | Suction Pressure | bar
k_1rzlkud | k_107pmaw | United > Specific Energy Consumers > Utility Unit [UTI]A > Fuel EnergyA > UTI BoilerA-boiler a > UTI Boiler BFW SystemA > UTI Boiler BFW PumpA | UTI Boiler BFW Pump | Vibration | mm/s
k_ue7xt | k_1bhbulx | United > Specific Energy Consumers > Utility Unit [UTI]A > Fuel EnergyA > UTI BoilerA-boiler a > UTI Boiler Blowdown SystemA | UTI Boiler Blowdown System | Blowdown Conductivity | uS/cm
k_ue7xt | k_18yo0c0 | United > Specific Energy Consumers > Utility Unit [UTI]A > Fuel EnergyA > UTI BoilerA-boiler a > UTI Boiler Blowdown SystemA | UTI Boiler Blowdown System | Blowdown Flow Controller Opening | percent
k_ue7xt | k_1lgs5c9 | United > Specific Energy Consumers > Utility Unit [UTI]A > Fuel EnergyA > UTI BoilerA-boiler a > UTI Boiler Blowdown SystemA | UTI Boiler Blowdown System | Blowdown TDS | ppm
k_ue7xt | k_jcr2z9 | United > Specific Energy Consumers > Utility Unit [UTI]A > Fuel EnergyA > UTI BoilerA-boiler a > UTI Boiler Blowdown SystemA | UTI Boiler Blowdown System | Continuous Blowdown Flow | metric_ton/h
k_ue7xt | k_92xpw5 | United > Specific Energy Consumers > Utility Unit [UTI]A > Fuel EnergyA > UTI BoilerA-boiler a > UTI Boiler Blowdown SystemA | UTI Boiler Blowdown System | Flash Drum Pressure | bar
k_ue7xt | k_pvbow2 | United > Specific Energy Consumers > Utility Unit [UTI]A > Fuel EnergyA > UTI BoilerA-boiler a > UTI Boiler Blowdown SystemA | UTI Boiler Blowdown System | Flash Steam Flow | metric_ton/h
k_ue7xt | k_1huc8xz | United > Specific Energy Consumers > Utility Unit [UTI]A > Fuel EnergyA > UTI BoilerA-boiler a > UTI Boiler Blowdown SystemA | UTI Boiler Blowdown System | Intermittent Blowdown Flow | metric_ton/h
k_1rjtz1o | k_1wv5euj | United > Specific Energy Consumers > Utility Unit [UTI]A > Fuel EnergyA > UTI BoilerA-boiler a > UTI Boiler Combustion SystemA | UTI Boiler Combustion System | Atomizing Steam Flow | metric_ton/h
k_1rjtz1o | k_16oa6z9 | United > Specific Energy Consumers > Utility Unit [UTI]A > Fuel EnergyA > UTI BoilerA-boiler a > UTI Boiler Combustion SystemA | UTI Boiler Combustion System | Burner Header Pressure | bar
k_1rjtz1o | k_172n0vv | United > Specific Energy Consumers > Utility Unit [UTI]A > Fuel EnergyA > UTI BoilerA-boiler a > UTI Boiler Combustion SystemA | UTI Boiler Combustion System | Excess O2 Setpoint | vol%
k_1rjtz1o | k_1pz5wqi | United > Specific Energy Consumers > Utility Unit [UTI]A > Fuel EnergyA > UTI BoilerA-boiler a > UTI Boiler Combustion SystemA | UTI Boiler Combustion System | Pilot Gas Flow | metric_ton/h
k_1rjtz1o | k_wjnow0 | United > Specific Energy Consumers > Utility Unit [UTI]A > Fuel EnergyA > UTI BoilerA-boiler a > UTI Boiler Combustion SystemA | UTI Boiler Combustion System | Total Combustion Air Flow | Nm3/h
k_1k8uhbs | k_1eou8s3 | United > Specific Energy Consumers > Utility Unit [UTI]A > Fuel EnergyA > UTI BoilerA-boiler a > UTI Boiler Combustion SystemA > UTI Boiler BurnerA | UTI Boiler Burner | Burner Air Flow | Nm3/h
k_1k8uhbs | k_ylipit | United > Specific Energy Consumers > Utility Unit [UTI]A > Fuel EnergyA > UTI BoilerA-boiler a > UTI Boiler Combustion SystemA > UTI Boiler BurnerA | UTI Boiler Burner | Burner Backpressure | bar
k_1k8uhbs | k_1m8iecz | United > Specific Energy Consumers > Utility Unit [UTI]A > Fuel EnergyA > UTI BoilerA-boiler a > UTI Boiler Combustion SystemA > UTI Boiler BurnerA | UTI Boiler Burner | Burner Fuel Flow | Nm3/h
k_1k8uhbs | k_t8d7rk | United > Specific Energy Consumers > Utility Unit [UTI]A > Fuel EnergyA > UTI BoilerA-boiler a > UTI Boiler Combustion SystemA > UTI Boiler BurnerA | UTI Boiler Burner | Flame Status
k_1k8uhbs | k_105uwbh | United > Specific Energy Consumers > Utility Unit [UTI]A > Fuel EnergyA > UTI BoilerA-boiler a > UTI Boiler Combustion SystemA > UTI Boiler BurnerA | UTI Boiler Burner | Pilot Status
k_1aklyyf | k_1exzxb4 | United > Specific Energy Consumers > Utility Unit [UTI]A > Fuel EnergyA > UTI BoilerA-boiler a > UTI Boiler Convection SectionA | UTI Boiler Convection Section | Draft at Arch | mmH2O
k_1aklyyf | k_11nt1qc | United > Specific Energy Consumers > Utility Unit [UTI]A > Fuel EnergyA > UTI BoilerA-boiler a > UTI Boiler Convection SectionA | UTI Boiler Convection Section | Flue Inlet Temperature | degC
k_1aklyyf | k_1rq793h | United > Specific Energy Consumers > Utility Unit [UTI]A > Fuel EnergyA > UTI BoilerA-boiler a > UTI Boiler Convection SectionA | UTI Boiler Convection Section | Flue Outlet Temperature | degC
k_zf4eov | k_3iygpk | United > Specific Energy Consumers > Utility Unit [UTI]A > Fuel EnergyA > UTI BoilerA-boiler a > UTI Boiler DesuperheaterA | UTI Boiler Desuperheater | Inlet Steam Temperature | degC
k_zf4eov | k_2cqb77 | United > Specific Energy Consumers > Utility Unit [UTI]A > Fuel EnergyA > UTI BoilerA-boiler a > UTI Boiler DesuperheaterA | UTI Boiler Desuperheater | Outlet Steam Setpoint | degC
k_zf4eov | k_uefz9t | United > Specific Energy Consumers > Utility Unit [UTI]A > Fuel EnergyA > UTI BoilerA-boiler a > UTI Boiler DesuperheaterA | UTI Boiler Desuperheater | Outlet Steam Temperature | degC
k_zf4eov | k_11mcdbp | United > Specific Energy Consumers > Utility Unit [UTI]A > Fuel EnergyA > UTI BoilerA-boiler a > UTI Boiler DesuperheaterA | UTI Boiler Desuperheater | Spray Valve Opening | percent
k_zf4eov | k_qfpczy | United > Specific Energy Consumers > Utility Unit [UTI]A > Fuel EnergyA > UTI BoilerA-boiler a > UTI Boiler DesuperheaterA | UTI Boiler Desuperheater | Spray Water Flow | metric_ton/h
k_1t4xw1 | k_1cwm2az | United > Specific Energy Consumers > Utility Unit [UTI]A > Fuel EnergyA > UTI BoilerA-boiler a > UTI Boiler EconomizerA | UTI Boiler Economizer | BFW Inlet Temperature | degC
k_1t4xw1 | k_purxhe | United > Specific Energy Consumers > Utility Unit [UTI]A > Fuel EnergyA > UTI BoilerA-boiler a > UTI Boiler EconomizerA | UTI Boiler Economizer | BFW Outlet Temperature | degC
k_1t4xw1 | k_1q24leq | United > Specific Energy Consumers > Utility Unit [UTI]A > Fuel EnergyA > UTI BoilerA-boiler a > UTI Boiler EconomizerA | UTI Boiler Economizer | Flue Inlet Temperature | degC
k_1t4xw1 | k_1j99f6z | United > Specific Energy Consumers > Utility Unit [UTI]A > Fuel EnergyA > UTI BoilerA-boiler a > UTI Boiler EconomizerA | UTI Boiler Economizer | Flue Outlet Temperature | degC
k_1wbcidq | k_tshv9u | United > Specific Energy Consumers > Utility Unit [UTI]A > Fuel EnergyA > UTI BoilerA-boiler a > UTI Boiler Evaporator SectionA | UTI Boiler Evaporator Section | Inlet Gas Temperature | degC
k_1wbcidq | k_16z81a3 | United > Specific Energy Consumers > Utility Unit [UTI]A > Fuel EnergyA > UTI BoilerA-boiler a > UTI Boiler Evaporator SectionA | UTI Boiler Evaporator Section | Outlet Gas Temperature | degC
k_1wbcidq | k_1hu47y1 | United > Specific Energy Consumers > Utility Unit [UTI]A > Fuel EnergyA > UTI BoilerA-boiler a > UTI Boiler Evaporator SectionA | UTI Boiler Evaporator Section | Steam Generation | metric_ton/h
k_1wbcidq | k_1quk4oj | United > Specific Energy Consumers > Utility Unit [UTI]A > Fuel EnergyA > UTI BoilerA-boiler a > UTI Boiler Evaporator SectionA | UTI Boiler Evaporator Section | Tube Differential Pressure | bar
k_1nihduj | k_m5p0m4 | United > Specific Energy Consumers > Utility Unit [UTI]A > Fuel EnergyA > UTI BoilerA-boiler a > UTI Boiler FD FanA | UTI Boiler FD Fan | Bearing Temperature | degC
k_1nihduj | k_yaj1gl | United > Specific Energy Consumers > Utility Unit [UTI]A > Fuel EnergyA > UTI BoilerA-boiler a > UTI Boiler FD FanA | UTI Boiler FD Fan | Discharge Pressure | bar
k_1nihduj | k_aclu05 | United > Specific Energy Consumers > Utility Unit [UTI]A > Fuel EnergyA > UTI BoilerA-boiler a > UTI Boiler FD FanA | UTI Boiler FD Fan | Inlet Damper Opening | percent
k_1nihduj | k_kziqzq | United > Specific Energy Consumers > Utility Unit [UTI]A > Fuel EnergyA > UTI BoilerA-boiler a > UTI Boiler FD FanA | UTI Boiler FD Fan | Motor Current | A
k_1nihduj | k_1r6ma2r | United > Specific Energy Consumers > Utility Unit [UTI]A > Fuel EnergyA > UTI BoilerA-boiler a > UTI Boiler FD FanA | UTI Boiler FD Fan | Speed | rpm
k_1nihduj | k_d706d2 | United > Specific Energy Consumers > Utility Unit [UTI]A > Fuel EnergyA > UTI BoilerA-boiler a > UTI Boiler FD FanA | UTI Boiler FD Fan | Vibration | mm/s
k_f0lfis | k_hheaj7 | United > Specific Energy Consumers > Utility Unit [UTI]A > Fuel EnergyA > UTI BoilerA-boiler a > UTI Boiler ID FanA | UTI Boiler ID Fan | Bearing Temperature | degC
k_f0lfis | k_ga9r2i | United > Specific Energy Consumers > Utility Unit [UTI]A > Fuel EnergyA > UTI BoilerA-boiler a > UTI Boiler ID FanA | UTI Boiler ID Fan | Discharge Pressure | bar
k_f0lfis | k_1p69i6i | United > Specific Energy Consumers > Utility Unit [UTI]A > Fuel EnergyA > UTI BoilerA-boiler a > UTI Boiler ID FanA | UTI Boiler ID Fan | Inlet Damper Opening | percent
k_f0lfis | k_948cix | United > Specific Energy Consumers > Utility Unit [UTI]A > Fuel EnergyA > UTI BoilerA-boiler a > UTI Boiler ID FanA | UTI Boiler ID Fan | Motor Current | A
k_f0lfis | k_1tlp618 | United > Specific Energy Consumers > Utility Unit [UTI]A > Fuel EnergyA > UTI BoilerA-boiler a > UTI Boiler ID FanA | UTI Boiler ID Fan | Speed | rpm
k_f0lfis | k_t9tu7t | United > Specific Energy Consumers > Utility Unit [UTI]A > Fuel EnergyA > UTI BoilerA-boiler a > UTI Boiler ID FanA | UTI Boiler ID Fan | Vibration | mm/s
k_r2303g | k_10u5pn7 | United > Specific Energy Consumers > Utility Unit [UTI]A > Fuel EnergyA > UTI BoilerA-boiler a > UTI Boiler Radiant SectionA | UTI Boiler Radiant Section | Box Draft | mmH2O
k_r2303g | k_578fa7 | United > Specific Energy Consumers > Utility Unit [UTI]A > Fuel EnergyA > UTI BoilerA-boiler a > UTI Boiler Radiant SectionA | UTI Boiler Radiant Section | Radiant Box Temperature | degC
k_r2303g | k_1wbc4d6 | United > Specific Energy Consumers > Utility Unit [UTI]A > Fuel EnergyA > UTI BoilerA-boiler a > UTI Boiler Radiant SectionA | UTI Boiler Radiant Section | Tube Skin Temperature (TMT) | degC
k_2ystyr | k_5nucw8 | United > Specific Energy Consumers > Utility Unit [UTI]A > Fuel EnergyA > UTI BoilerA-boiler a > UTI Boiler Soot Blower SystemA | UTI Boiler Soot Blower System | Cycle Status
k_2ystyr | k_1sxpvdm | United > Specific Energy Consumers > Utility Unit [UTI]A > Fuel EnergyA > UTI BoilerA-boiler a > UTI Boiler Soot Blower SystemA | UTI Boiler Soot Blower System | Last Run Time | h
k_2ystyr | k_523d86 | United > Specific Energy Consumers > Utility Unit [UTI]A > Fuel EnergyA > UTI BoilerA-boiler a > UTI Boiler Soot Blower SystemA | UTI Boiler Soot Blower System | Soot Blower Steam Flow | metric_ton/h
k_2ystyr | k_1d1pszl | United > Specific Energy Consumers > Utility Unit [UTI]A > Fuel EnergyA > UTI BoilerA-boiler a > UTI Boiler Soot Blower SystemA | UTI Boiler Soot Blower System | Soot Blower Steam Pressure | bar
k_dj294u | k_pp6o3p | United > Specific Energy Consumers > Utility Unit [UTI]A > Fuel EnergyA > UTI BoilerA-boiler a > UTI Boiler StackA | UTI Boiler Stack | CO in Flue Gas | ppm
k_dj294u | k_orr1ek | United > Specific Energy Consumers > Utility Unit [UTI]A > Fuel EnergyA > UTI BoilerA-boiler a > UTI Boiler StackA | UTI Boiler Stack | Flue Gas Flow | Nm3/h
k_dj294u | k_12bn2hd | United > Specific Energy Consumers > Utility Unit [UTI]A > Fuel EnergyA > UTI BoilerA-boiler a > UTI Boiler StackA | UTI Boiler Stack | NOx Emission | ppm
k_dj294u | k_8k1sqc | United > Specific Energy Consumers > Utility Unit [UTI]A > Fuel EnergyA > UTI BoilerA-boiler a > UTI Boiler StackA | UTI Boiler Stack | O2 in Flue Gas | vol%
k_dj294u | k_ofe4rw | United > Specific Energy Consumers > Utility Unit [UTI]A > Fuel EnergyA > UTI BoilerA-boiler a > UTI Boiler StackA | UTI Boiler Stack | SOx Emission | ppm
k_dj294u | k_1f23nd6 | United > Specific Energy Consumers > Utility Unit [UTI]A > Fuel EnergyA > UTI BoilerA-boiler a > UTI Boiler StackA | UTI Boiler Stack | Stack Draft | mmH2O
k_dj294u | k_rtc4o3 | United > Specific Energy Consumers > Utility Unit [UTI]A > Fuel EnergyA > UTI BoilerA-boiler a > UTI Boiler StackA | UTI Boiler Stack | Stack Temperature | degC
k_1vocagg | k_fz1v6f | United > Specific Energy Consumers > Utility Unit [UTI]A > Fuel EnergyA > UTI BoilerA-boiler a > UTI Boiler Steam DrumA | UTI Boiler Steam Drum | Drum Level | percent
k_1vocagg | k_60inlw | United > Specific Energy Consumers > Utility Unit [UTI]A > Fuel EnergyA > UTI BoilerA-boiler a > UTI Boiler Steam DrumA | UTI Boiler Steam Drum | Drum Pressure | bar
k_1vocagg | k_s1qpt9 | United > Specific Energy Consumers > Utility Unit [UTI]A > Fuel EnergyA > UTI BoilerA-boiler a > UTI Boiler Steam DrumA | UTI Boiler Steam Drum | Drum Temperature | degC
k_1vocagg | k_19v1jcq | United > Specific Energy Consumers > Utility Unit [UTI]A > Fuel EnergyA > UTI BoilerA-boiler a > UTI Boiler Steam DrumA | UTI Boiler Steam Drum | Drum Vent Flow | metric_ton/h
k_tbhtr2 | k_87dztt | United > Specific Energy Consumers > Utility Unit [UTI]A > Fuel EnergyA > UTI BoilerA-boiler a > UTI Boiler SuperheaterA | UTI Boiler Superheater | Attemperator Flow Opening | percent
k_tbhtr2 | k_1w5me0s | United > Specific Energy Consumers > Utility Unit [UTI]A > Fuel EnergyA > UTI BoilerA-boiler a > UTI Boiler SuperheaterA | UTI Boiler Superheater | Attemperator Spray Flow | metric_ton/h
k_tbhtr2 | k_1aye774 | United > Specific Energy Consumers > Utility Unit [UTI]A > Fuel EnergyA > UTI BoilerA-boiler a > UTI Boiler SuperheaterA | UTI Boiler Superheater | Steam Inlet Pressure | bar
k_tbhtr2 | k_1yno2c9 | United > Specific Energy Consumers > Utility Unit [UTI]A > Fuel EnergyA > UTI BoilerA-boiler a > UTI Boiler SuperheaterA | UTI Boiler Superheater | Steam Inlet Temperature | degC
k_tbhtr2 | k_zbj73t | United > Specific Energy Consumers > Utility Unit [UTI]A > Fuel EnergyA > UTI BoilerA-boiler a > UTI Boiler SuperheaterA | UTI Boiler Superheater | Steam Outlet Pressure | bar
k_tbhtr2 | k_znjq7k | United > Specific Energy Consumers > Utility Unit [UTI]A > Fuel EnergyA > UTI BoilerA-boiler a > UTI Boiler SuperheaterA | UTI Boiler Superheater | Steam Outlet Temperature | degC
k_tbhtr2 | k_1w7zd1w | United > Specific Energy Consumers > Utility Unit [UTI]A > Fuel EnergyA > UTI BoilerA-boiler a > UTI Boiler SuperheaterA | UTI Boiler Superheater | Tube Skin Temperature | degC
k_qu7ck8 | k_1878gpb | United > Specific Energy Consumers > Utility Unit [UTI]A > Fuel EnergyA > UTI BoilerB-boiler b | UTI Boiler | Fuel Flow | Nm3/h
k_qu7ck8 | k_1plb3jq | United > Specific Energy Consumers > Utility Unit [UTI]A > Fuel EnergyA > UTI BoilerB-boiler b | UTI Boiler | Steam Output | metric_ton/h
k_qu7ck8 | k_zgr1yn | United > Specific Energy Consumers > Utility Unit [UTI]A > Fuel EnergyA > UTI BoilerB-boiler b | UTI Boiler | Boiler Efficiency | percent
k_qu7ck8 | k_zhdcip | United > Specific Energy Consumers > Utility Unit [UTI]A > Fuel EnergyA > UTI BoilerB-boiler b | UTI Boiler | Excess O2 | percent
k_10w1k2 | k_3pouy9 | United > Specific Energy Consumers > Utility Unit [UTI]A > Fuel EnergyA > UTI BoilerB-boiler b > UTI Boiler Air PreheaterA | UTI Boiler Air Preheater | Air Inlet Temperature | degC
k_10w1k2 | k_1rhsvmg | United > Specific Energy Consumers > Utility Unit [UTI]A > Fuel EnergyA > UTI BoilerB-boiler b > UTI Boiler Air PreheaterA | UTI Boiler Air Preheater | Air Outlet Temperature | degC
k_10w1k2 | k_rpmiuw | United > Specific Energy Consumers > Utility Unit [UTI]A > Fuel EnergyA > UTI BoilerB-boiler b > UTI Boiler Air PreheaterA | UTI Boiler Air Preheater | Air Side Differential Pressure | bar
k_10w1k2 | k_emofsh | United > Specific Energy Consumers > Utility Unit [UTI]A > Fuel EnergyA > UTI BoilerB-boiler b > UTI Boiler Air PreheaterA | UTI Boiler Air Preheater | Flue Inlet Temperature | degC
k_10w1k2 | k_b31xw8 | United > Specific Energy Consumers > Utility Unit [UTI]A > Fuel EnergyA > UTI BoilerB-boiler b > UTI Boiler Air PreheaterA | UTI Boiler Air Preheater | Flue Outlet Temperature | degC
k_10w1k2 | k_1c6y7y5 | United > Specific Energy Consumers > Utility Unit [UTI]A > Fuel EnergyA > UTI BoilerB-boiler b > UTI Boiler Air PreheaterA | UTI Boiler Air Preheater | Leakage | percent
k_1n43ux2 | k_1osjgw | United > Specific Energy Consumers > Utility Unit [UTI]A > Fuel EnergyA > UTI BoilerB-boiler b > UTI Boiler BFW SystemA | UTI Boiler BFW System | BFW Header Pressure | bar
k_1n43ux2 | k_6dtt89 | United > Specific Energy Consumers > Utility Unit [UTI]A > Fuel EnergyA > UTI BoilerB-boiler b > UTI Boiler BFW SystemA | UTI Boiler BFW System | BFW Header Temperature | degC
k_1n43ux2 | k_1ig7b42 | United > Specific Energy Consumers > Utility Unit [UTI]A > Fuel EnergyA > UTI BoilerB-boiler b > UTI Boiler BFW SystemA | UTI Boiler BFW System | BFW Inlet Flow | metric_ton/h
k_1n43ux2 | k_1jebxo9 | United > Specific Energy Consumers > Utility Unit [UTI]A > Fuel EnergyA > UTI BoilerB-boiler b > UTI Boiler BFW SystemA | UTI Boiler BFW System | BFW Quality (Conductivity) | uS/cm
k_5fj7dx | k_1aaja76 | United > Specific Energy Consumers > Utility Unit [UTI]A > Fuel EnergyA > UTI BoilerB-boiler b > UTI Boiler BFW SystemA > UTI Boiler BFW PumpA | UTI Boiler BFW Pump | Bearing Temperature | degC
k_5fj7dx | k_1yt7370 | United > Specific Energy Consumers > Utility Unit [UTI]A > Fuel EnergyA > UTI BoilerB-boiler b > UTI Boiler BFW SystemA > UTI Boiler BFW PumpA | UTI Boiler BFW Pump | Discharge Flow | metric_ton/h
k_5fj7dx | k_1bd3vbv | United > Specific Energy Consumers > Utility Unit [UTI]A > Fuel EnergyA > UTI BoilerB-boiler b > UTI Boiler BFW SystemA > UTI Boiler BFW PumpA | UTI Boiler BFW Pump | Discharge Pressure | bar
k_5fj7dx | k_14ls8yg | United > Specific Energy Consumers > Utility Unit [UTI]A > Fuel EnergyA > UTI BoilerB-boiler b > UTI Boiler BFW SystemA > UTI Boiler BFW PumpA | UTI Boiler BFW Pump | Driver Steam Flow | metric_ton/h
k_5fj7dx | k_7dfs9k | United > Specific Energy Consumers > Utility Unit [UTI]A > Fuel EnergyA > UTI BoilerB-boiler b > UTI Boiler BFW SystemA > UTI Boiler BFW PumpA | UTI Boiler BFW Pump | Motor Current | A
k_5fj7dx | k_18gcghm | United > Specific Energy Consumers > Utility Unit [UTI]A > Fuel EnergyA > UTI BoilerB-boiler b > UTI Boiler BFW SystemA > UTI Boiler BFW PumpA | UTI Boiler BFW Pump | Power Output | kW
k_5fj7dx | k_a7nke5 | United > Specific Energy Consumers > Utility Unit [UTI]A > Fuel EnergyA > UTI BoilerB-boiler b > UTI Boiler BFW SystemA > UTI Boiler BFW PumpA | UTI Boiler BFW Pump | Speed | rpm
k_5fj7dx | k_1npdova | United > Specific Energy Consumers > Utility Unit [UTI]A > Fuel EnergyA > UTI BoilerB-boiler b > UTI Boiler BFW SystemA > UTI Boiler BFW PumpA | UTI Boiler BFW Pump | Suction Pressure | bar
k_5fj7dx | k_3fddhk | United > Specific Energy Consumers > Utility Unit [UTI]A > Fuel EnergyA > UTI BoilerB-boiler b > UTI Boiler BFW SystemA > UTI Boiler BFW PumpA | UTI Boiler BFW Pump | Vibration | mm/s
k_93euoh | k_v6itn9 | United > Specific Energy Consumers > Utility Unit [UTI]A > Fuel EnergyA > UTI BoilerB-boiler b > UTI Boiler Blowdown SystemA | UTI Boiler Blowdown System | Blowdown Conductivity | uS/cm
k_93euoh | k_ijpg40 | United > Specific Energy Consumers > Utility Unit [UTI]A > Fuel EnergyA > UTI BoilerB-boiler b > UTI Boiler Blowdown SystemA | UTI Boiler Blowdown System | Blowdown Flow Controller Opening | percent
k_93euoh | k_1ws1lih | United > Specific Energy Consumers > Utility Unit [UTI]A > Fuel EnergyA > UTI BoilerB-boiler b > UTI Boiler Blowdown SystemA | UTI Boiler Blowdown System | Blowdown TDS | ppm
k_93euoh | k_1d0yto5 | United > Specific Energy Consumers > Utility Unit [UTI]A > Fuel EnergyA > UTI BoilerB-boiler b > UTI Boiler Blowdown SystemA | UTI Boiler Blowdown System | Continuous Blowdown Flow | metric_ton/h
k_93euoh | k_w4b59x | United > Specific Energy Consumers > Utility Unit [UTI]A > Fuel EnergyA > UTI BoilerB-boiler b > UTI Boiler Blowdown SystemA | UTI Boiler Blowdown System | Flash Drum Pressure | bar
k_93euoh | k_1txtpya | United > Specific Energy Consumers > Utility Unit [UTI]A > Fuel EnergyA > UTI BoilerB-boiler b > UTI Boiler Blowdown SystemA | UTI Boiler Blowdown System | Flash Steam Flow | metric_ton/h
k_93euoh | k_ir9lwn | United > Specific Energy Consumers > Utility Unit [UTI]A > Fuel EnergyA > UTI BoilerB-boiler b > UTI Boiler Blowdown SystemA | UTI Boiler Blowdown System | Intermittent Blowdown Flow | metric_ton/h
k_1xfpk5o | k_1m7p1l7 | United > Specific Energy Consumers > Utility Unit [UTI]A > Fuel EnergyA > UTI BoilerB-boiler b > UTI Boiler Combustion SystemA | UTI Boiler Combustion System | Atomizing Steam Flow | metric_ton/h
k_1xfpk5o | k_1i3820l | United > Specific Energy Consumers > Utility Unit [UTI]A > Fuel EnergyA > UTI BoilerB-boiler b > UTI Boiler Combustion SystemA | UTI Boiler Combustion System | Burner Header Pressure | bar
k_1xfpk5o | k_4p7pqz | United > Specific Energy Consumers > Utility Unit [UTI]A > Fuel EnergyA > UTI BoilerB-boiler b > UTI Boiler Combustion SystemA | UTI Boiler Combustion System | Excess O2 Setpoint | vol%
k_1xfpk5o | k_1wcd8ii | United > Specific Energy Consumers > Utility Unit [UTI]A > Fuel EnergyA > UTI BoilerB-boiler b > UTI Boiler Combustion SystemA | UTI Boiler Combustion System | Pilot Gas Flow | metric_ton/h
k_1xfpk5o | k_1vaigio | United > Specific Energy Consumers > Utility Unit [UTI]A > Fuel EnergyA > UTI BoilerB-boiler b > UTI Boiler Combustion SystemA | UTI Boiler Combustion System | Total Combustion Air Flow | Nm3/h
k_1sddr4o | k_1ipxihf | United > Specific Energy Consumers > Utility Unit [UTI]A > Fuel EnergyA > UTI BoilerB-boiler b > UTI Boiler Combustion SystemA > UTI Boiler BurnerA | UTI Boiler Burner | Burner Air Flow | Nm3/h
k_1sddr4o | k_7zognp | United > Specific Energy Consumers > Utility Unit [UTI]A > Fuel EnergyA > UTI BoilerB-boiler b > UTI Boiler Combustion SystemA > UTI Boiler BurnerA | UTI Boiler Burner | Burner Backpressure | bar
k_1sddr4o | k_1njk7df | United > Specific Energy Consumers > Utility Unit [UTI]A > Fuel EnergyA > UTI BoilerB-boiler b > UTI Boiler Combustion SystemA > UTI Boiler BurnerA | UTI Boiler Burner | Burner Fuel Flow | Nm3/h
k_1sddr4o | k_70x10w | United > Specific Energy Consumers > Utility Unit [UTI]A > Fuel EnergyA > UTI BoilerB-boiler b > UTI Boiler Combustion SystemA > UTI Boiler BurnerA | UTI Boiler Burner | Flame Status
k_1sddr4o | k_1ld6kql | United > Specific Energy Consumers > Utility Unit [UTI]A > Fuel EnergyA > UTI BoilerB-boiler b > UTI Boiler Combustion SystemA > UTI Boiler BurnerA | UTI Boiler Burner | Pilot Status
k_25wzh3 | k_cephxc | United > Specific Energy Consumers > Utility Unit [UTI]A > Fuel EnergyA > UTI BoilerB-boiler b > UTI Boiler Convection SectionA | UTI Boiler Convection Section | Draft at Arch | mmH2O
k_25wzh3 | k_edgyas | United > Specific Energy Consumers > Utility Unit [UTI]A > Fuel EnergyA > UTI BoilerB-boiler b > UTI Boiler Convection SectionA | UTI Boiler Convection Section | Flue Inlet Temperature | degC
k_25wzh3 | k_ivzbfx | United > Specific Energy Consumers > Utility Unit [UTI]A > Fuel EnergyA > UTI BoilerB-boiler b > UTI Boiler Convection SectionA | UTI Boiler Convection Section | Flue Outlet Temperature | degC
k_12ues3j | k_1v7tth4 | United > Specific Energy Consumers > Utility Unit [UTI]A > Fuel EnergyA > UTI BoilerB-boiler b > UTI Boiler DesuperheaterA | UTI Boiler Desuperheater | Inlet Steam Temperature | degC
k_12ues3j | k_10sqwsz | United > Specific Energy Consumers > Utility Unit [UTI]A > Fuel EnergyA > UTI BoilerB-boiler b > UTI Boiler DesuperheaterA | UTI Boiler Desuperheater | Outlet Steam Setpoint | degC
k_12ues3j | k_nocuep | United > Specific Energy Consumers > Utility Unit [UTI]A > Fuel EnergyA > UTI BoilerB-boiler b > UTI Boiler DesuperheaterA | UTI Boiler Desuperheater | Outlet Steam Temperature | degC
k_12ues3j | k_1xqhal1 | United > Specific Energy Consumers > Utility Unit [UTI]A > Fuel EnergyA > UTI BoilerB-boiler b > UTI Boiler DesuperheaterA | UTI Boiler Desuperheater | Spray Valve Opening | percent
k_12ues3j | k_16dm81a | United > Specific Energy Consumers > Utility Unit [UTI]A > Fuel EnergyA > UTI BoilerB-boiler b > UTI Boiler DesuperheaterA | UTI Boiler Desuperheater | Spray Water Flow | metric_ton/h
k_1hwdghd | k_jug8jv | United > Specific Energy Consumers > Utility Unit [UTI]A > Fuel EnergyA > UTI BoilerB-boiler b > UTI Boiler EconomizerA | UTI Boiler Economizer | BFW Inlet Temperature | degC
k_1hwdghd | k_8jvogy | United > Specific Energy Consumers > Utility Unit [UTI]A > Fuel EnergyA > UTI BoilerB-boiler b > UTI Boiler EconomizerA | UTI Boiler Economizer | BFW Outlet Temperature | degC
k_1hwdghd | k_1aowthe | United > Specific Energy Consumers > Utility Unit [UTI]A > Fuel EnergyA > UTI BoilerB-boiler b > UTI Boiler EconomizerA | UTI Boiler Economizer | Flue Inlet Temperature | degC
k_1hwdghd | k_15ge6yz | United > Specific Energy Consumers > Utility Unit [UTI]A > Fuel EnergyA > UTI BoilerB-boiler b > UTI Boiler EconomizerA | UTI Boiler Economizer | Flue Outlet Temperature | degC
k_9ns3fy | k_udl4aa | United > Specific Energy Consumers > Utility Unit [UTI]A > Fuel EnergyA > UTI BoilerB-boiler b > UTI Boiler Evaporator SectionA | UTI Boiler Evaporator Section | Inlet Gas Temperature | degC
k_9ns3fy | k_1ufy9sr | United > Specific Energy Consumers > Utility Unit [UTI]A > Fuel EnergyA > UTI BoilerB-boiler b > UTI Boiler Evaporator SectionA | UTI Boiler Evaporator Section | Outlet Gas Temperature | degC
k_9ns3fy | k_1erq0t5 | United > Specific Energy Consumers > Utility Unit [UTI]A > Fuel EnergyA > UTI BoilerB-boiler b > UTI Boiler Evaporator SectionA | UTI Boiler Evaporator Section | Steam Generation | metric_ton/h
k_9ns3fy | k_tlq0r7 | United > Specific Energy Consumers > Utility Unit [UTI]A > Fuel EnergyA > UTI BoilerB-boiler b > UTI Boiler Evaporator SectionA | UTI Boiler Evaporator Section | Tube Differential Pressure | bar
k_w1m4cb | k_lynzng | United > Specific Energy Consumers > Utility Unit [UTI]A > Fuel EnergyA > UTI BoilerB-boiler b > UTI Boiler FD FanA | UTI Boiler FD Fan | Bearing Temperature | degC
k_w1m4cb | k_ta78ed | United > Specific Energy Consumers > Utility Unit [UTI]A > Fuel EnergyA > UTI BoilerB-boiler b > UTI Boiler FD FanA | UTI Boiler FD Fan | Discharge Pressure | bar
k_w1m4cb | k_1k11rid | United > Specific Energy Consumers > Utility Unit [UTI]A > Fuel EnergyA > UTI BoilerB-boiler b > UTI Boiler FD FanA | UTI Boiler FD Fan | Inlet Damper Opening | percent
k_w1m4cb | k_1djn2py | United > Specific Energy Consumers > Utility Unit [UTI]A > Fuel EnergyA > UTI BoilerB-boiler b > UTI Boiler FD FanA | UTI Boiler FD Fan | Motor Current | A
k_w1m4cb | k_126d57n | United > Specific Energy Consumers > Utility Unit [UTI]A > Fuel EnergyA > UTI BoilerB-boiler b > UTI Boiler FD FanA | UTI Boiler FD Fan | Speed | rpm
k_w1m4cb | k_li4nkm | United > Specific Energy Consumers > Utility Unit [UTI]A > Fuel EnergyA > UTI BoilerB-boiler b > UTI Boiler FD FanA | UTI Boiler FD Fan | Vibration | mm/s
k_1ybeq5w | k_1fvl5tf | United > Specific Energy Consumers > Utility Unit [UTI]A > Fuel EnergyA > UTI BoilerB-boiler b > UTI Boiler ID FanA | UTI Boiler ID Fan | Bearing Temperature | degC
k_1ybeq5w | k_1p8muzu | United > Specific Energy Consumers > Utility Unit [UTI]A > Fuel EnergyA > UTI BoilerB-boiler b > UTI Boiler ID FanA | UTI Boiler ID Fan | Discharge Pressure | bar
k_1ybeq5w | k_1fqzaju | United > Specific Energy Consumers > Utility Unit [UTI]A > Fuel EnergyA > UTI BoilerB-boiler b > UTI Boiler ID FanA | UTI Boiler ID Fan | Inlet Damper Opening | percent
k_1ybeq5w | k_7ef5jd | United > Specific Energy Consumers > Utility Unit [UTI]A > Fuel EnergyA > UTI BoilerB-boiler b > UTI Boiler ID FanA | UTI Boiler ID Fan | Motor Current | A
k_1ybeq5w | k_1ufuulo | United > Specific Energy Consumers > Utility Unit [UTI]A > Fuel EnergyA > UTI BoilerB-boiler b > UTI Boiler ID FanA | UTI Boiler ID Fan | Speed | rpm
k_1ybeq5w | k_1m9lj2x | United > Specific Energy Consumers > Utility Unit [UTI]A > Fuel EnergyA > UTI BoilerB-boiler b > UTI Boiler ID FanA | UTI Boiler ID Fan | Vibration | mm/s
k_1te3jdo | k_1bmzn7 | United > Specific Energy Consumers > Utility Unit [UTI]A > Fuel EnergyA > UTI BoilerB-boiler b > UTI Boiler Radiant SectionA | UTI Boiler Radiant Section | Box Draft | mmH2O
k_1te3jdo | k_1i94ovz | United > Specific Energy Consumers > Utility Unit [UTI]A > Fuel EnergyA > UTI BoilerB-boiler b > UTI Boiler Radiant SectionA | UTI Boiler Radiant Section | Radiant Box Temperature | degC
k_1te3jdo | k_1eh4ge2 | United > Specific Energy Consumers > Utility Unit [UTI]A > Fuel EnergyA > UTI BoilerB-boiler b > UTI Boiler Radiant SectionA | UTI Boiler Radiant Section | Tube Skin Temperature (TMT) | degC
k_16gtolv | k_1u4r8o | United > Specific Energy Consumers > Utility Unit [UTI]A > Fuel EnergyA > UTI BoilerB-boiler b > UTI Boiler Soot Blower SystemA | UTI Boiler Soot Blower System | Cycle Status
k_16gtolv | k_1ttzvzu | United > Specific Energy Consumers > Utility Unit [UTI]A > Fuel EnergyA > UTI BoilerB-boiler b > UTI Boiler Soot Blower SystemA | UTI Boiler Soot Blower System | Last Run Time | h
k_16gtolv | k_1p2hcnq | United > Specific Energy Consumers > Utility Unit [UTI]A > Fuel EnergyA > UTI BoilerB-boiler b > UTI Boiler Soot Blower SystemA | UTI Boiler Soot Blower System | Soot Blower Steam Flow | metric_ton/h
k_16gtolv | k_b9kqld | United > Specific Energy Consumers > Utility Unit [UTI]A > Fuel EnergyA > UTI BoilerB-boiler b > UTI Boiler Soot Blower SystemA | UTI Boiler Soot Blower System | Soot Blower Steam Pressure | bar
k_1tvy7xa | k_hlzjvp | United > Specific Energy Consumers > Utility Unit [UTI]A > Fuel EnergyA > UTI BoilerB-boiler b > UTI Boiler StackA | UTI Boiler Stack | CO in Flue Gas | ppm
k_1tvy7xa | k_1qsrags | United > Specific Energy Consumers > Utility Unit [UTI]A > Fuel EnergyA > UTI BoilerB-boiler b > UTI Boiler StackA | UTI Boiler Stack | Flue Gas Flow | Nm3/h
k_1tvy7xa | k_og34kx | United > Specific Energy Consumers > Utility Unit [UTI]A > Fuel EnergyA > UTI BoilerB-boiler b > UTI Boiler StackA | UTI Boiler Stack | NOx Emission | ppm
k_1tvy7xa | k_19qe05w | United > Specific Energy Consumers > Utility Unit [UTI]A > Fuel EnergyA > UTI BoilerB-boiler b > UTI Boiler StackA | UTI Boiler Stack | O2 in Flue Gas | vol%
k_1tvy7xa | k_nrolsc | United > Specific Energy Consumers > Utility Unit [UTI]A > Fuel EnergyA > UTI BoilerB-boiler b > UTI Boiler StackA | UTI Boiler Stack | SOx Emission | ppm
k_1tvy7xa | k_91678q | United > Specific Energy Consumers > Utility Unit [UTI]A > Fuel EnergyA > UTI BoilerB-boiler b > UTI Boiler StackA | UTI Boiler Stack | Stack Draft | mmH2O
k_1tvy7xa | k_kfz5v | United > Specific Energy Consumers > Utility Unit [UTI]A > Fuel EnergyA > UTI BoilerB-boiler b > UTI Boiler StackA | UTI Boiler Stack | Stack Temperature | degC
k_zr76ts | k_8cmzjr | United > Specific Energy Consumers > Utility Unit [UTI]A > Fuel EnergyA > UTI BoilerB-boiler b > UTI Boiler Steam DrumA | UTI Boiler Steam Drum | Drum Level | percent
k_zr76ts | k_xz75wk | United > Specific Energy Consumers > Utility Unit [UTI]A > Fuel EnergyA > UTI BoilerB-boiler b > UTI Boiler Steam DrumA | UTI Boiler Steam Drum | Drum Pressure | bar
k_zr76ts | k_k51vnx | United > Specific Energy Consumers > Utility Unit [UTI]A > Fuel EnergyA > UTI BoilerB-boiler b > UTI Boiler Steam DrumA | UTI Boiler Steam Drum | Drum Temperature | degC
k_zr76ts | k_1wudr6i | United > Specific Energy Consumers > Utility Unit [UTI]A > Fuel EnergyA > UTI BoilerB-boiler b > UTI Boiler Steam DrumA | UTI Boiler Steam Drum | Drum Vent Flow | metric_ton/h
k_s7ko5a | k_1e6sy9t | United > Specific Energy Consumers > Utility Unit [UTI]A > Fuel EnergyA > UTI BoilerB-boiler b > UTI Boiler SuperheaterA | UTI Boiler Superheater | Attemperator Flow Opening | percent
k_s7ko5a | k_eayn0 | United > Specific Energy Consumers > Utility Unit [UTI]A > Fuel EnergyA > UTI BoilerB-boiler b > UTI Boiler SuperheaterA | UTI Boiler Superheater | Attemperator Spray Flow | metric_ton/h
k_s7ko5a | k_18kp4wg | United > Specific Energy Consumers > Utility Unit [UTI]A > Fuel EnergyA > UTI BoilerB-boiler b > UTI Boiler SuperheaterA | UTI Boiler Superheater | Steam Inlet Pressure | bar
k_s7ko5a | k_1ge9wah | United > Specific Energy Consumers > Utility Unit [UTI]A > Fuel EnergyA > UTI BoilerB-boiler b > UTI Boiler SuperheaterA | UTI Boiler Superheater | Steam Inlet Temperature | degC
k_s7ko5a | k_11fhmhl | United > Specific Energy Consumers > Utility Unit [UTI]A > Fuel EnergyA > UTI BoilerB-boiler b > UTI Boiler SuperheaterA | UTI Boiler Superheater | Steam Outlet Pressure | bar
k_s7ko5a | k_1ik22vk | United > Specific Energy Consumers > Utility Unit [UTI]A > Fuel EnergyA > UTI BoilerB-boiler b > UTI Boiler SuperheaterA | UTI Boiler Superheater | Steam Outlet Temperature | degC
k_s7ko5a | k_10lvodw | United > Specific Energy Consumers > Utility Unit [UTI]A > Fuel EnergyA > UTI BoilerB-boiler b > UTI Boiler SuperheaterA | UTI Boiler Superheater | Tube Skin Temperature | degC
k_1ytht4o | k_16e49pr | United > Specific Energy Consumers > Utility Unit [UTI]A > Fuel EnergyA > UTI BoilerC-boiler c | UTI Boiler | Fuel Flow | Nm3/h
k_1ytht4o | k_zyoro6 | United > Specific Energy Consumers > Utility Unit [UTI]A > Fuel EnergyA > UTI BoilerC-boiler c | UTI Boiler | Steam Output | metric_ton/h
k_1ytht4o | k_6ffp3j | United > Specific Energy Consumers > Utility Unit [UTI]A > Fuel EnergyA > UTI BoilerC-boiler c | UTI Boiler | Boiler Efficiency | percent
k_1ytht4o | k_v75y69 | United > Specific Energy Consumers > Utility Unit [UTI]A > Fuel EnergyA > UTI BoilerC-boiler c | UTI Boiler | Excess O2 | percent
k_2hlyte | k_1d352oh | United > Specific Energy Consumers > Utility Unit [UTI]A > Fuel EnergyA > UTI BoilerC-boiler c > UTI Boiler Air PreheaterA | UTI Boiler Air Preheater | Air Inlet Temperature | degC
k_2hlyte | k_fwpcoo | United > Specific Energy Consumers > Utility Unit [UTI]A > Fuel EnergyA > UTI BoilerC-boiler c > UTI Boiler Air PreheaterA | UTI Boiler Air Preheater | Air Outlet Temperature | degC
k_2hlyte | k_1kw1r88 | United > Specific Energy Consumers > Utility Unit [UTI]A > Fuel EnergyA > UTI BoilerC-boiler c > UTI Boiler Air PreheaterA | UTI Boiler Air Preheater | Air Side Differential Pressure | bar
k_2hlyte | k_e7ymdt | United > Specific Energy Consumers > Utility Unit [UTI]A > Fuel EnergyA > UTI BoilerC-boiler c > UTI Boiler Air PreheaterA | UTI Boiler Air Preheater | Flue Inlet Temperature | degC
k_2hlyte | k_1tlaig | United > Specific Energy Consumers > Utility Unit [UTI]A > Fuel EnergyA > UTI BoilerC-boiler c > UTI Boiler Air PreheaterA | UTI Boiler Air Preheater | Flue Outlet Temperature | degC
k_2hlyte | k_1oo10wt | United > Specific Energy Consumers > Utility Unit [UTI]A > Fuel EnergyA > UTI BoilerC-boiler c > UTI Boiler Air PreheaterA | UTI Boiler Air Preheater | Leakage | percent
k_2j0km | k_1fisgog | United > Specific Energy Consumers > Utility Unit [UTI]A > Fuel EnergyA > UTI BoilerC-boiler c > UTI Boiler BFW SystemA | UTI Boiler BFW System | BFW Header Pressure | bar
k_2j0km | k_qqs5eh | United > Specific Energy Consumers > Utility Unit [UTI]A > Fuel EnergyA > UTI BoilerC-boiler c > UTI Boiler BFW SystemA | UTI Boiler BFW System | BFW Header Temperature | degC
k_2j0km | k_1ync0y | United > Specific Energy Consumers > Utility Unit [UTI]A > Fuel EnergyA > UTI BoilerC-boiler c > UTI Boiler BFW SystemA | UTI Boiler BFW System | BFW Inlet Flow | metric_ton/h
k_2j0km | k_1p2lf4p | United > Specific Energy Consumers > Utility Unit [UTI]A > Fuel EnergyA > UTI BoilerC-boiler c > UTI Boiler BFW SystemA | UTI Boiler BFW System | BFW Quality (Conductivity) | uS/cm
k_wohtdx | k_2jffr6 | United > Specific Energy Consumers > Utility Unit [UTI]A > Fuel EnergyA > UTI BoilerC-boiler c > UTI Boiler BFW SystemA > UTI Boiler BFW PumpA | UTI Boiler BFW Pump | Bearing Temperature | degC
k_wohtdx | k_1fqobm4 | United > Specific Energy Consumers > Utility Unit [UTI]A > Fuel EnergyA > UTI BoilerC-boiler c > UTI Boiler BFW SystemA > UTI Boiler BFW PumpA | UTI Boiler BFW Pump | Discharge Flow | metric_ton/h
k_wohtdx | k_1vvbcqj | United > Specific Energy Consumers > Utility Unit [UTI]A > Fuel EnergyA > UTI BoilerC-boiler c > UTI Boiler BFW SystemA > UTI Boiler BFW PumpA | UTI Boiler BFW Pump | Discharge Pressure | bar
k_wohtdx | k_3m0pbs | United > Specific Energy Consumers > Utility Unit [UTI]A > Fuel EnergyA > UTI BoilerC-boiler c > UTI Boiler BFW SystemA > UTI Boiler BFW PumpA | UTI Boiler BFW Pump | Driver Steam Flow | metric_ton/h
k_wohtdx | k_1b0dri0 | United > Specific Energy Consumers > Utility Unit [UTI]A > Fuel EnergyA > UTI BoilerC-boiler c > UTI Boiler BFW SystemA > UTI Boiler BFW PumpA | UTI Boiler BFW Pump | Motor Current | A
k_wohtdx | k_19nf5cq | United > Specific Energy Consumers > Utility Unit [UTI]A > Fuel EnergyA > UTI BoilerC-boiler c > UTI Boiler BFW SystemA > UTI Boiler BFW PumpA | UTI Boiler BFW Pump | Power Output | kW
k_wohtdx | k_pwkgyl | United > Specific Energy Consumers > Utility Unit [UTI]A > Fuel EnergyA > UTI BoilerC-boiler c > UTI Boiler BFW SystemA > UTI Boiler BFW PumpA | UTI Boiler BFW Pump | Speed | rpm
k_wohtdx | k_zapgue | United > Specific Energy Consumers > Utility Unit [UTI]A > Fuel EnergyA > UTI BoilerC-boiler c > UTI Boiler BFW SystemA > UTI Boiler BFW PumpA | UTI Boiler BFW Pump | Suction Pressure | bar
k_wohtdx | k_jzfwiw | United > Specific Energy Consumers > Utility Unit [UTI]A > Fuel EnergyA > UTI BoilerC-boiler c > UTI Boiler BFW SystemA > UTI Boiler BFW PumpA | UTI Boiler BFW Pump | Vibration | mm/s
k_1uhcwz5 | k_10gtqb9 | United > Specific Energy Consumers > Utility Unit [UTI]A > Fuel EnergyA > UTI BoilerC-boiler c > UTI Boiler Blowdown SystemA | UTI Boiler Blowdown System | Blowdown Conductivity | uS/cm
k_1uhcwz5 | k_1ynn9ps | United > Specific Energy Consumers > Utility Unit [UTI]A > Fuel EnergyA > UTI BoilerC-boiler c > UTI Boiler Blowdown SystemA | UTI Boiler Blowdown System | Blowdown Flow Controller Opening | percent
k_1uhcwz5 | k_1xwpdu1 | United > Specific Energy Consumers > Utility Unit [UTI]A > Fuel EnergyA > UTI BoilerC-boiler c > UTI Boiler Blowdown SystemA | UTI Boiler Blowdown System | Blowdown TDS | ppm
k_1uhcwz5 | k_1m7yil1 | United > Specific Energy Consumers > Utility Unit [UTI]A > Fuel EnergyA > UTI BoilerC-boiler c > UTI Boiler Blowdown SystemA | UTI Boiler Blowdown System | Continuous Blowdown Flow | metric_ton/h
k_1uhcwz5 | k_19949lh | United > Specific Energy Consumers > Utility Unit [UTI]A > Fuel EnergyA > UTI BoilerC-boiler c > UTI Boiler Blowdown SystemA | UTI Boiler Blowdown System | Flash Drum Pressure | bar
k_1uhcwz5 | k_62u82 | United > Specific Energy Consumers > Utility Unit [UTI]A > Fuel EnergyA > UTI BoilerC-boiler c > UTI Boiler Blowdown SystemA | UTI Boiler Blowdown System | Flash Steam Flow | metric_ton/h
k_1uhcwz5 | k_fy85qf | United > Specific Energy Consumers > Utility Unit [UTI]A > Fuel EnergyA > UTI BoilerC-boiler c > UTI Boiler Blowdown SystemA | UTI Boiler Blowdown System | Intermittent Blowdown Flow | metric_ton/h
k_15fyyng | k_om1b1n | United > Specific Energy Consumers > Utility Unit [UTI]A > Fuel EnergyA > UTI BoilerC-boiler c > UTI Boiler Combustion SystemA | UTI Boiler Combustion System | Atomizing Steam Flow | metric_ton/h
k_15fyyng | k_kk5579 | United > Specific Energy Consumers > Utility Unit [UTI]A > Fuel EnergyA > UTI BoilerC-boiler c > UTI Boiler Combustion SystemA | UTI Boiler Combustion System | Burner Header Pressure | bar
k_15fyyng | k_1h16yj | United > Specific Energy Consumers > Utility Unit [UTI]A > Fuel EnergyA > UTI BoilerC-boiler c > UTI Boiler Combustion SystemA | UTI Boiler Combustion System | Excess O2 Setpoint | vol%
k_15fyyng | k_q6skoq | United > Specific Energy Consumers > Utility Unit [UTI]A > Fuel EnergyA > UTI BoilerC-boiler c > UTI Boiler Combustion SystemA | UTI Boiler Combustion System | Pilot Gas Flow | metric_ton/h
k_15fyyng | k_sv6ow0 | United > Specific Energy Consumers > Utility Unit [UTI]A > Fuel EnergyA > UTI BoilerC-boiler c > UTI Boiler Combustion SystemA | UTI Boiler Combustion System | Total Combustion Air Flow | Nm3/h
k_5dagzc | k_1kf0gmr | United > Specific Energy Consumers > Utility Unit [UTI]A > Fuel EnergyA > UTI BoilerC-boiler c > UTI Boiler Combustion SystemA > UTI Boiler BurnerA | UTI Boiler Burner | Burner Air Flow | Nm3/h
k_5dagzc | k_3upg1h | United > Specific Energy Consumers > Utility Unit [UTI]A > Fuel EnergyA > UTI BoilerC-boiler c > UTI Boiler Combustion SystemA > UTI Boiler BurnerA | UTI Boiler Burner | Burner Backpressure | bar
k_5dagzc | k_nf152r | United > Specific Energy Consumers > Utility Unit [UTI]A > Fuel EnergyA > UTI BoilerC-boiler c > UTI Boiler Combustion SystemA > UTI Boiler BurnerA | UTI Boiler Burner | Burner Fuel Flow | Nm3/h
k_5dagzc | k_1egf0ls | United > Specific Energy Consumers > Utility Unit [UTI]A > Fuel EnergyA > UTI BoilerC-boiler c > UTI Boiler Combustion SystemA > UTI Boiler BurnerA | UTI Boiler Burner | Flame Status
k_5dagzc | k_1aloaql | United > Specific Energy Consumers > Utility Unit [UTI]A > Fuel EnergyA > UTI BoilerC-boiler c > UTI Boiler Combustion SystemA > UTI Boiler BurnerA | UTI Boiler Burner | Pilot Status
k_1fjn7jr | k_o8cy74 | United > Specific Energy Consumers > Utility Unit [UTI]A > Fuel EnergyA > UTI BoilerC-boiler c > UTI Boiler Convection SectionA | UTI Boiler Convection Section | Draft at Arch | mmH2O
k_1fjn7jr | k_17mu81w | United > Specific Energy Consumers > Utility Unit [UTI]A > Fuel EnergyA > UTI BoilerC-boiler c > UTI Boiler Convection SectionA | UTI Boiler Convection Section | Flue Inlet Temperature | degC
k_1fjn7jr | k_se4m8d | United > Specific Energy Consumers > Utility Unit [UTI]A > Fuel EnergyA > UTI BoilerC-boiler c > UTI Boiler Convection SectionA | UTI Boiler Convection Section | Flue Outlet Temperature | degC
k_1cahtsv | k_43iva0 | United > Specific Energy Consumers > Utility Unit [UTI]A > Fuel EnergyA > UTI BoilerC-boiler c > UTI Boiler DesuperheaterA | UTI Boiler Desuperheater | Inlet Steam Temperature | degC
k_1cahtsv | k_1a3ru2b | United > Specific Energy Consumers > Utility Unit [UTI]A > Fuel EnergyA > UTI BoilerC-boiler c > UTI Boiler DesuperheaterA | UTI Boiler Desuperheater | Outlet Steam Setpoint | degC
k_1cahtsv | k_170m7ip | United > Specific Energy Consumers > Utility Unit [UTI]A > Fuel EnergyA > UTI BoilerC-boiler c > UTI Boiler DesuperheaterA | UTI Boiler Desuperheater | Outlet Steam Temperature | degC
k_1cahtsv | k_bi8px1 | United > Specific Energy Consumers > Utility Unit [UTI]A > Fuel EnergyA > UTI BoilerC-boiler c > UTI Boiler DesuperheaterA | UTI Boiler Desuperheater | Spray Valve Opening | percent
k_1cahtsv | k_h1cxu6 | United > Specific Energy Consumers > Utility Unit [UTI]A > Fuel EnergyA > UTI BoilerC-boiler c > UTI Boiler DesuperheaterA | UTI Boiler Desuperheater | Spray Water Flow | metric_ton/h
k_1iwef2p | k_v9jjaj | United > Specific Energy Consumers > Utility Unit [UTI]A > Fuel EnergyA > UTI BoilerC-boiler c > UTI Boiler EconomizerA | UTI Boiler Economizer | BFW Inlet Temperature | degC
k_1iwef2p | k_1u75ywy | United > Specific Energy Consumers > Utility Unit [UTI]A > Fuel EnergyA > UTI BoilerC-boiler c > UTI Boiler EconomizerA | UTI Boiler Economizer | BFW Outlet Temperature | degC
k_1iwef2p | k_1b2ox0i | United > Specific Energy Consumers > Utility Unit [UTI]A > Fuel EnergyA > UTI BoilerC-boiler c > UTI Boiler EconomizerA | UTI Boiler Economizer | Flue Inlet Temperature | degC
k_1iwef2p | k_1in39m3 | United > Specific Energy Consumers > Utility Unit [UTI]A > Fuel EnergyA > UTI BoilerC-boiler c > UTI Boiler EconomizerA | UTI Boiler Economizer | Flue Outlet Temperature | degC
k_1dx5wb2 | k_14oltua | United > Specific Energy Consumers > Utility Unit [UTI]A > Fuel EnergyA > UTI BoilerC-boiler c > UTI Boiler Evaporator SectionA | UTI Boiler Evaporator Section | Inlet Gas Temperature | degC
k_1dx5wb2 | k_12rc98b | United > Specific Energy Consumers > Utility Unit [UTI]A > Fuel EnergyA > UTI BoilerC-boiler c > UTI Boiler Evaporator SectionA | UTI Boiler Evaporator Section | Outlet Gas Temperature | degC
k_1dx5wb2 | k_xcqlfd | United > Specific Energy Consumers > Utility Unit [UTI]A > Fuel EnergyA > UTI BoilerC-boiler c > UTI Boiler Evaporator SectionA | UTI Boiler Evaporator Section | Steam Generation | metric_ton/h
k_1dx5wb2 | k_5ws7ar | United > Specific Energy Consumers > Utility Unit [UTI]A > Fuel EnergyA > UTI BoilerC-boiler c > UTI Boiler Evaporator SectionA | UTI Boiler Evaporator Section | Tube Differential Pressure | bar
k_1v38zdn | k_1gl7zq4 | United > Specific Energy Consumers > Utility Unit [UTI]A > Fuel EnergyA > UTI BoilerC-boiler c > UTI Boiler FD FanA | UTI Boiler FD Fan | Bearing Temperature | degC
k_1v38zdn | k_c0cz51 | United > Specific Energy Consumers > Utility Unit [UTI]A > Fuel EnergyA > UTI BoilerC-boiler c > UTI Boiler FD FanA | UTI Boiler FD Fan | Discharge Pressure | bar
k_1v38zdn | k_7lio9x | United > Specific Energy Consumers > Utility Unit [UTI]A > Fuel EnergyA > UTI BoilerC-boiler c > UTI Boiler FD FanA | UTI Boiler FD Fan | Inlet Damper Opening | percent
k_1v38zdn | k_hf5g86 | United > Specific Energy Consumers > Utility Unit [UTI]A > Fuel EnergyA > UTI BoilerC-boiler c > UTI Boiler FD FanA | UTI Boiler FD Fan | Motor Current | A
k_1v38zdn | k_k2rxoj | United > Specific Energy Consumers > Utility Unit [UTI]A > Fuel EnergyA > UTI BoilerC-boiler c > UTI Boiler FD FanA | UTI Boiler FD Fan | Speed | rpm
k_1v38zdn | k_xlo6ie | United > Specific Energy Consumers > Utility Unit [UTI]A > Fuel EnergyA > UTI BoilerC-boiler c > UTI Boiler FD FanA | UTI Boiler FD Fan | Vibration | mm/s
k_mld11w | k_17k0qoj | United > Specific Energy Consumers > Utility Unit [UTI]A > Fuel EnergyA > UTI BoilerC-boiler c > UTI Boiler ID FanA | UTI Boiler ID Fan | Bearing Temperature | degC
k_mld11w | k_13mf8cq | United > Specific Energy Consumers > Utility Unit [UTI]A > Fuel EnergyA > UTI BoilerC-boiler c > UTI Boiler ID FanA | UTI Boiler ID Fan | Discharge Pressure | bar
k_mld11w | k_6e16ru | United > Specific Energy Consumers > Utility Unit [UTI]A > Fuel EnergyA > UTI BoilerC-boiler c > UTI Boiler ID FanA | UTI Boiler ID Fan | Inlet Damper Opening | percent
k_mld11w | k_146q4kp | United > Specific Energy Consumers > Utility Unit [UTI]A > Fuel EnergyA > UTI BoilerC-boiler c > UTI Boiler ID FanA | UTI Boiler ID Fan | Motor Current | A
k_mld11w | k_1a4hdho | United > Specific Energy Consumers > Utility Unit [UTI]A > Fuel EnergyA > UTI BoilerC-boiler c > UTI Boiler ID FanA | UTI Boiler ID Fan | Speed | rpm
k_mld11w | k_1n8iy9l | United > Specific Energy Consumers > Utility Unit [UTI]A > Fuel EnergyA > UTI BoilerC-boiler c > UTI Boiler ID FanA | UTI Boiler ID Fan | Vibration | mm/s
k_1ijq6ws | k_5ssfrn | United > Specific Energy Consumers > Utility Unit [UTI]A > Fuel EnergyA > UTI BoilerC-boiler c > UTI Boiler Radiant SectionA | UTI Boiler Radiant Section | Box Draft | mmH2O
k_1ijq6ws | k_uas0wv | United > Specific Energy Consumers > Utility Unit [UTI]A > Fuel EnergyA > UTI BoilerC-boiler c > UTI Boiler Radiant SectionA | UTI Boiler Radiant Section | Radiant Box Temperature | degC
k_1ijq6ws | k_1ssgonu | United > Specific Energy Consumers > Utility Unit [UTI]A > Fuel EnergyA > UTI BoilerC-boiler c > UTI Boiler Radiant SectionA | UTI Boiler Radiant Section | Tube Skin Temperature (TMT) | degC
k_105fmr7 | k_8c3doo | United > Specific Energy Consumers > Utility Unit [UTI]A > Fuel EnergyA > UTI BoilerC-boiler c > UTI Boiler Soot Blower SystemA | UTI Boiler Soot Blower System | Cycle Status
k_105fmr7 | k_3yue6y | United > Specific Energy Consumers > Utility Unit [UTI]A > Fuel EnergyA > UTI BoilerC-boiler c > UTI Boiler Soot Blower SystemA | UTI Boiler Soot Blower System | Last Run Time | h
k_105fmr7 | k_tzcauu | United > Specific Energy Consumers > Utility Unit [UTI]A > Fuel EnergyA > UTI BoilerC-boiler c > UTI Boiler Soot Blower SystemA | UTI Boiler Soot Blower System | Soot Blower Steam Flow | metric_ton/h
k_105fmr7 | k_jo93k1 | United > Specific Energy Consumers > Utility Unit [UTI]A > Fuel EnergyA > UTI BoilerC-boiler c > UTI Boiler Soot Blower SystemA | UTI Boiler Soot Blower System | Soot Blower Steam Pressure | bar
k_1f4z7ni | k_1xjn32d | United > Specific Energy Consumers > Utility Unit [UTI]A > Fuel EnergyA > UTI BoilerC-boiler c > UTI Boiler StackA | UTI Boiler Stack | CO in Flue Gas | ppm
k_1f4z7ni | k_1dmchb0 | United > Specific Energy Consumers > Utility Unit [UTI]A > Fuel EnergyA > UTI BoilerC-boiler c > UTI Boiler StackA | UTI Boiler Stack | Flue Gas Flow | Nm3/h
k_1f4z7ni | k_m8l4b5 | United > Specific Energy Consumers > Utility Unit [UTI]A > Fuel EnergyA > UTI BoilerC-boiler c > UTI Boiler StackA | UTI Boiler Stack | NOx Emission | ppm
k_1f4z7ni | k_tfbv1w | United > Specific Energy Consumers > Utility Unit [UTI]A > Fuel EnergyA > UTI BoilerC-boiler c > UTI Boiler StackA | UTI Boiler Stack | O2 in Flue Gas | vol%
k_1f4z7ni | k_sjm2cs | United > Specific Energy Consumers > Utility Unit [UTI]A > Fuel EnergyA > UTI BoilerC-boiler c > UTI Boiler StackA | UTI Boiler Stack | SOx Emission | ppm
k_1f4z7ni | k_1kqv2ve | United > Specific Energy Consumers > Utility Unit [UTI]A > Fuel EnergyA > UTI BoilerC-boiler c > UTI Boiler StackA | UTI Boiler Stack | Stack Draft | mmH2O
k_1f4z7ni | k_wvisbn | United > Specific Energy Consumers > Utility Unit [UTI]A > Fuel EnergyA > UTI BoilerC-boiler c > UTI Boiler StackA | UTI Boiler Stack | Stack Temperature | degC
k_b5rp9s | k_672aqf | United > Specific Energy Consumers > Utility Unit [UTI]A > Fuel EnergyA > UTI BoilerC-boiler c > UTI Boiler Steam DrumA | UTI Boiler Steam Drum | Drum Level | percent
k_b5rp9s | k_1u48k04 | United > Specific Energy Consumers > Utility Unit [UTI]A > Fuel EnergyA > UTI BoilerC-boiler c > UTI Boiler Steam DrumA | UTI Boiler Steam Drum | Drum Pressure | bar
k_b5rp9s | k_xc39pp | United > Specific Energy Consumers > Utility Unit [UTI]A > Fuel EnergyA > UTI BoilerC-boiler c > UTI Boiler Steam DrumA | UTI Boiler Steam Drum | Drum Temperature | degC
k_b5rp9s | k_1nqntkq | United > Specific Energy Consumers > Utility Unit [UTI]A > Fuel EnergyA > UTI BoilerC-boiler c > UTI Boiler Steam DrumA | UTI Boiler Steam Drum | Drum Vent Flow | metric_ton/h
k_y7480u | k_1tfdu1t | United > Specific Energy Consumers > Utility Unit [UTI]A > Fuel EnergyA > UTI BoilerC-boiler c > UTI Boiler SuperheaterA | UTI Boiler Superheater | Attemperator Flow Opening | percent
k_y7480u | k_1nksta4 | United > Specific Energy Consumers > Utility Unit [UTI]A > Fuel EnergyA > UTI BoilerC-boiler c > UTI Boiler SuperheaterA | UTI Boiler Superheater | Attemperator Spray Flow | metric_ton/h
k_y7480u | k_e2ljcg | United > Specific Energy Consumers > Utility Unit [UTI]A > Fuel EnergyA > UTI BoilerC-boiler c > UTI Boiler SuperheaterA | UTI Boiler Superheater | Steam Inlet Pressure | bar
k_y7480u | k_15bizrt | United > Specific Energy Consumers > Utility Unit [UTI]A > Fuel EnergyA > UTI BoilerC-boiler c > UTI Boiler SuperheaterA | UTI Boiler Superheater | Steam Inlet Temperature | degC
k_y7480u | k_tnxkl5 | United > Specific Energy Consumers > Utility Unit [UTI]A > Fuel EnergyA > UTI BoilerC-boiler c > UTI Boiler SuperheaterA | UTI Boiler Superheater | Steam Outlet Pressure | bar
k_y7480u | k_zk3gkw | United > Specific Energy Consumers > Utility Unit [UTI]A > Fuel EnergyA > UTI BoilerC-boiler c > UTI Boiler SuperheaterA | UTI Boiler Superheater | Steam Outlet Temperature | degC
k_y7480u | k_1nxj6vo | United > Specific Energy Consumers > Utility Unit [UTI]A > Fuel EnergyA > UTI BoilerC-boiler c > UTI Boiler SuperheaterA | UTI Boiler Superheater | Tube Skin Temperature | degC
k_e8memw | k_qbaclr | United > Specific Energy Consumers > Utility Unit [UTI]A > Fuel EnergyA > UTI BoilerD-boiler d | UTI Boiler | Fuel Flow | Nm3/h
k_e8memw | k_7dqd4m | United > Specific Energy Consumers > Utility Unit [UTI]A > Fuel EnergyA > UTI BoilerD-boiler d | UTI Boiler | Steam Output | metric_ton/h
k_e8memw | k_1ykde27 | United > Specific Energy Consumers > Utility Unit [UTI]A > Fuel EnergyA > UTI BoilerD-boiler d | UTI Boiler | Boiler Efficiency | percent
k_e8memw | k_dhen6p | United > Specific Energy Consumers > Utility Unit [UTI]A > Fuel EnergyA > UTI BoilerD-boiler d | UTI Boiler | Excess O2 | percent
k_t25fz6 | k_2hcagh | United > Specific Energy Consumers > Utility Unit [UTI]A > Fuel EnergyA > UTI BoilerD-boiler d > UTI Boiler Air PreheaterA | UTI Boiler Air Preheater | Air Inlet Temperature | degC
k_t25fz6 | k_10dldqw | United > Specific Energy Consumers > Utility Unit [UTI]A > Fuel EnergyA > UTI BoilerD-boiler d > UTI Boiler Air PreheaterA | UTI Boiler Air Preheater | Air Outlet Temperature | degC
k_t25fz6 | k_zu0im0 | United > Specific Energy Consumers > Utility Unit [UTI]A > Fuel EnergyA > UTI BoilerD-boiler d > UTI Boiler Air PreheaterA | UTI Boiler Air Preheater | Air Side Differential Pressure | bar
k_t25fz6 | k_1vcwbzl | United > Specific Energy Consumers > Utility Unit [UTI]A > Fuel EnergyA > UTI BoilerD-boiler d > UTI Boiler Air PreheaterA | UTI Boiler Air Preheater | Flue Inlet Temperature | degC
k_t25fz6 | k_wu9ul4 | United > Specific Energy Consumers > Utility Unit [UTI]A > Fuel EnergyA > UTI BoilerD-boiler d > UTI Boiler Air PreheaterA | UTI Boiler Air Preheater | Flue Outlet Temperature | degC
k_t25fz6 | k_ehaoe5 | United > Specific Energy Consumers > Utility Unit [UTI]A > Fuel EnergyA > UTI BoilerD-boiler d > UTI Boiler Air PreheaterA | UTI Boiler Air Preheater | Leakage | percent
k_yc0kjq | k_91xqa8 | United > Specific Energy Consumers > Utility Unit [UTI]A > Fuel EnergyA > UTI BoilerD-boiler d > UTI Boiler BFW SystemA | UTI Boiler BFW System | BFW Header Pressure | bar
k_yc0kjq | k_5j6wzd | United > Specific Energy Consumers > Utility Unit [UTI]A > Fuel EnergyA > UTI BoilerD-boiler d > UTI Boiler BFW SystemA | UTI Boiler BFW System | BFW Header Temperature | degC
k_yc0kjq | k_1r3cn5u | United > Specific Energy Consumers > Utility Unit [UTI]A > Fuel EnergyA > UTI BoilerD-boiler d > UTI Boiler BFW SystemA | UTI Boiler BFW System | BFW Inlet Flow | metric_ton/h
k_yc0kjq | k_10cfz3t | United > Specific Energy Consumers > Utility Unit [UTI]A > Fuel EnergyA > UTI BoilerD-boiler d > UTI Boiler BFW SystemA | UTI Boiler BFW System | BFW Quality (Conductivity) | uS/cm
k_xwyfdx | k_hkzvvm | United > Specific Energy Consumers > Utility Unit [UTI]A > Fuel EnergyA > UTI BoilerD-boiler d > UTI Boiler BFW SystemA > UTI Boiler BFW PumpA | UTI Boiler BFW Pump | Bearing Temperature | degC
k_xwyfdx | k_b16sdo | United > Specific Energy Consumers > Utility Unit [UTI]A > Fuel EnergyA > UTI BoilerD-boiler d > UTI Boiler BFW SystemA > UTI Boiler BFW PumpA | UTI Boiler BFW Pump | Discharge Flow | metric_ton/h
k_xwyfdx | k_1ua3gyj | United > Specific Energy Consumers > Utility Unit [UTI]A > Fuel EnergyA > UTI BoilerD-boiler d > UTI Boiler BFW SystemA > UTI Boiler BFW PumpA | UTI Boiler BFW Pump | Discharge Pressure | bar
k_xwyfdx | k_m7yzrs | United > Specific Energy Consumers > Utility Unit [UTI]A > Fuel EnergyA > UTI BoilerD-boiler d > UTI Boiler BFW SystemA > UTI Boiler BFW PumpA | UTI Boiler BFW Pump | Driver Steam Flow | metric_ton/h
k_xwyfdx | k_1fwy93s | United > Specific Energy Consumers > Utility Unit [UTI]A > Fuel EnergyA > UTI BoilerD-boiler d > UTI Boiler BFW SystemA > UTI Boiler BFW PumpA | UTI Boiler BFW Pump | Motor Current | A
k_xwyfdx | k_kqyvga | United > Specific Energy Consumers > Utility Unit [UTI]A > Fuel EnergyA > UTI BoilerD-boiler d > UTI Boiler BFW SystemA > UTI Boiler BFW PumpA | UTI Boiler BFW Pump | Power Output | kW
k_xwyfdx | k_1c6aed9 | United > Specific Energy Consumers > Utility Unit [UTI]A > Fuel EnergyA > UTI BoilerD-boiler d > UTI Boiler BFW SystemA > UTI Boiler BFW PumpA | UTI Boiler BFW Pump | Speed | rpm
k_xwyfdx | k_1bp7a7a | United > Specific Energy Consumers > Utility Unit [UTI]A > Fuel EnergyA > UTI BoilerD-boiler d > UTI Boiler BFW SystemA > UTI Boiler BFW PumpA | UTI Boiler BFW Pump | Suction Pressure | bar
k_xwyfdx | k_ck6ytk | United > Specific Energy Consumers > Utility Unit [UTI]A > Fuel EnergyA > UTI BoilerD-boiler d > UTI Boiler BFW SystemA > UTI Boiler BFW PumpA | UTI Boiler BFW Pump | Vibration | mm/s
k_12zunf5 | k_1oxwdat | United > Specific Energy Consumers > Utility Unit [UTI]A > Fuel EnergyA > UTI BoilerD-boiler d > UTI Boiler Blowdown SystemA | UTI Boiler Blowdown System | Blowdown Conductivity | uS/cm
k_12zunf5 | k_kat440 | United > Specific Energy Consumers > Utility Unit [UTI]A > Fuel EnergyA > UTI BoilerD-boiler d > UTI Boiler Blowdown SystemA | UTI Boiler Blowdown System | Blowdown Flow Controller Opening | percent
k_12zunf5 | k_1wehdgp | United > Specific Energy Consumers > Utility Unit [UTI]A > Fuel EnergyA > UTI BoilerD-boiler d > UTI Boiler Blowdown SystemA | UTI Boiler Blowdown System | Blowdown TDS | ppm
k_12zunf5 | k_rbh7qt | United > Specific Energy Consumers > Utility Unit [UTI]A > Fuel EnergyA > UTI BoilerD-boiler d > UTI Boiler Blowdown SystemA | UTI Boiler Blowdown System | Continuous Blowdown Flow | metric_ton/h
k_12zunf5 | k_z8mbw5 | United > Specific Energy Consumers > Utility Unit [UTI]A > Fuel EnergyA > UTI BoilerD-boiler d > UTI Boiler Blowdown SystemA | UTI Boiler Blowdown System | Flash Drum Pressure | bar
k_12zunf5 | k_1otuw6a | United > Specific Energy Consumers > Utility Unit [UTI]A > Fuel EnergyA > UTI BoilerD-boiler d > UTI Boiler Blowdown SystemA | UTI Boiler Blowdown System | Flash Steam Flow | metric_ton/h
k_12zunf5 | k_pnpiav | United > Specific Energy Consumers > Utility Unit [UTI]A > Fuel EnergyA > UTI BoilerD-boiler d > UTI Boiler Blowdown SystemA | UTI Boiler Blowdown System | Intermittent Blowdown Flow | metric_ton/h
k_jjsi30 | k_aig7bf | United > Specific Energy Consumers > Utility Unit [UTI]A > Fuel EnergyA > UTI BoilerD-boiler d > UTI Boiler Combustion SystemA | UTI Boiler Combustion System | Atomizing Steam Flow | metric_ton/h
k_jjsi30 | k_5gy7zp | United > Specific Energy Consumers > Utility Unit [UTI]A > Fuel EnergyA > UTI BoilerD-boiler d > UTI Boiler Combustion SystemA | UTI Boiler Combustion System | Burner Header Pressure | bar
k_jjsi30 | k_zawkez | United > Specific Energy Consumers > Utility Unit [UTI]A > Fuel EnergyA > UTI BoilerD-boiler d > UTI Boiler Combustion SystemA | UTI Boiler Combustion System | Excess O2 Setpoint | vol%
k_jjsi30 | k_631t7e | United > Specific Energy Consumers > Utility Unit [UTI]A > Fuel EnergyA > UTI BoilerD-boiler d > UTI Boiler Combustion SystemA | UTI Boiler Combustion System | Pilot Gas Flow | metric_ton/h
k_jjsi30 | k_4axqsg | United > Specific Energy Consumers > Utility Unit [UTI]A > Fuel EnergyA > UTI BoilerD-boiler d > UTI Boiler Combustion SystemA | UTI Boiler Combustion System | Total Combustion Air Flow | Nm3/h
k_f5o63c | k_14ho0er | United > Specific Energy Consumers > Utility Unit [UTI]A > Fuel EnergyA > UTI BoilerD-boiler d > UTI Boiler Combustion SystemA > UTI Boiler BurnerA | UTI Boiler Burner | Burner Air Flow | Nm3/h
k_f5o63c | k_1d1l9g5 | United > Specific Energy Consumers > Utility Unit [UTI]A > Fuel EnergyA > UTI BoilerD-boiler d > UTI Boiler Combustion SystemA > UTI Boiler BurnerA | UTI Boiler Burner | Burner Backpressure | bar
k_f5o63c | k_dlamr | United > Specific Energy Consumers > Utility Unit [UTI]A > Fuel EnergyA > UTI BoilerD-boiler d > UTI Boiler Combustion SystemA > UTI Boiler BurnerA | UTI Boiler Burner | Burner Fuel Flow | Nm3/h
k_f5o63c | k_6icfqo | United > Specific Energy Consumers > Utility Unit [UTI]A > Fuel EnergyA > UTI BoilerD-boiler d > UTI Boiler Combustion SystemA > UTI Boiler BurnerA | UTI Boiler Burner | Flame Status
k_f5o63c | k_8ydpdp | United > Specific Energy Consumers > Utility Unit [UTI]A > Fuel EnergyA > UTI BoilerD-boiler d > UTI Boiler Combustion SystemA > UTI Boiler BurnerA | UTI Boiler Burner | Pilot Status
k_l09f13 | k_1iwvf0g | United > Specific Energy Consumers > Utility Unit [UTI]A > Fuel EnergyA > UTI BoilerD-boiler d > UTI Boiler Convection SectionA | UTI Boiler Convection Section | Draft at Arch | mmH2O
k_l09f13 | k_1i35q04 | United > Specific Energy Consumers > Utility Unit [UTI]A > Fuel EnergyA > UTI BoilerD-boiler d > UTI Boiler Convection SectionA | UTI Boiler Convection Section | Flue Inlet Temperature | degC
k_l09f13 | k_18d05t9 | United > Specific Energy Consumers > Utility Unit [UTI]A > Fuel EnergyA > UTI BoilerD-boiler d > UTI Boiler Convection SectionA | UTI Boiler Convection Section | Flue Outlet Temperature | degC
k_ek39mn | k_1ily8u0 | United > Specific Energy Consumers > Utility Unit [UTI]A > Fuel EnergyA > UTI BoilerD-boiler d > UTI Boiler DesuperheaterA | UTI Boiler Desuperheater | Inlet Steam Temperature | degC
k_ek39mn | k_sqbuqb | United > Specific Energy Consumers > Utility Unit [UTI]A > Fuel EnergyA > UTI BoilerD-boiler d > UTI Boiler DesuperheaterA | UTI Boiler Desuperheater | Outlet Steam Setpoint | degC
k_ek39mn | k_1ja7goh | United > Specific Energy Consumers > Utility Unit [UTI]A > Fuel EnergyA > UTI BoilerD-boiler d > UTI Boiler DesuperheaterA | UTI Boiler Desuperheater | Outlet Steam Temperature | degC
k_ek39mn | k_1bf6ff9 | United > Specific Energy Consumers > Utility Unit [UTI]A > Fuel EnergyA > UTI BoilerD-boiler d > UTI Boiler DesuperheaterA | UTI Boiler Desuperheater | Spray Valve Opening | percent
k_ek39mn | k_1jsm6we | United > Specific Energy Consumers > Utility Unit [UTI]A > Fuel EnergyA > UTI BoilerD-boiler d > UTI Boiler DesuperheaterA | UTI Boiler Desuperheater | Spray Water Flow | metric_ton/h
k_gwapyp | k_3ic13f | United > Specific Energy Consumers > Utility Unit [UTI]A > Fuel EnergyA > UTI BoilerD-boiler d > UTI Boiler EconomizerA | UTI Boiler Economizer | BFW Inlet Temperature | degC
k_gwapyp | k_1ez3wwy | United > Specific Energy Consumers > Utility Unit [UTI]A > Fuel EnergyA > UTI BoilerD-boiler d > UTI Boiler EconomizerA | UTI Boiler Economizer | BFW Outlet Temperature | degC
k_gwapyp | k_h52iq | United > Specific Energy Consumers > Utility Unit [UTI]A > Fuel EnergyA > UTI BoilerD-boiler d > UTI Boiler EconomizerA | UTI Boiler Economizer | Flue Inlet Temperature | degC
k_gwapyp | k_17z9ibv | United > Specific Energy Consumers > Utility Unit [UTI]A > Fuel EnergyA > UTI BoilerD-boiler d > UTI Boiler EconomizerA | UTI Boiler Economizer | Flue Outlet Temperature | degC
k_18uryni | k_z0yx82 | United > Specific Energy Consumers > Utility Unit [UTI]A > Fuel EnergyA > UTI BoilerD-boiler d > UTI Boiler Evaporator SectionA | UTI Boiler Evaporator Section | Inlet Gas Temperature | degC
k_18uryni | k_gimamz | United > Specific Energy Consumers > Utility Unit [UTI]A > Fuel EnergyA > UTI BoilerD-boiler d > UTI Boiler Evaporator SectionA | UTI Boiler Evaporator Section | Outlet Gas Temperature | degC
k_18uryni | k_152y63d | United > Specific Energy Consumers > Utility Unit [UTI]A > Fuel EnergyA > UTI BoilerD-boiler d > UTI Boiler Evaporator SectionA | UTI Boiler Evaporator Section | Steam Generation | metric_ton/h
k_18uryni | k_14qgz9v | United > Specific Energy Consumers > Utility Unit [UTI]A > Fuel EnergyA > UTI BoilerD-boiler d > UTI Boiler Evaporator SectionA | UTI Boiler Evaporator Section | Tube Differential Pressure | bar
k_1s17ozf | k_1ylbwc | United > Specific Energy Consumers > Utility Unit [UTI]A > Fuel EnergyA > UTI BoilerD-boiler d > UTI Boiler FD FanA | UTI Boiler FD Fan | Bearing Temperature | degC
k_1s17ozf | k_p40yyt | United > Specific Energy Consumers > Utility Unit [UTI]A > Fuel EnergyA > UTI BoilerD-boiler d > UTI Boiler FD FanA | UTI Boiler FD Fan | Discharge Pressure | bar
k_1s17ozf | k_ym6k79 | United > Specific Energy Consumers > Utility Unit [UTI]A > Fuel EnergyA > UTI BoilerD-boiler d > UTI Boiler FD FanA | UTI Boiler FD Fan | Inlet Damper Opening | percent
k_1s17ozf | k_1yui8jq | United > Specific Energy Consumers > Utility Unit [UTI]A > Fuel EnergyA > UTI BoilerD-boiler d > UTI Boiler FD FanA | UTI Boiler FD Fan | Motor Current | A
k_1s17ozf | k_p9oyub | United > Specific Energy Consumers > Utility Unit [UTI]A > Fuel EnergyA > UTI BoilerD-boiler d > UTI Boiler FD FanA | UTI Boiler FD Fan | Speed | rpm
k_1s17ozf | k_dfgkra | United > Specific Energy Consumers > Utility Unit [UTI]A > Fuel EnergyA > UTI BoilerD-boiler d > UTI Boiler FD FanA | UTI Boiler FD Fan | Vibration | mm/s
k_7sr1ys | k_vqcqur | United > Specific Energy Consumers > Utility Unit [UTI]A > Fuel EnergyA > UTI BoilerD-boiler d > UTI Boiler ID FanA | UTI Boiler ID Fan | Bearing Temperature | degC
k_7sr1ys | k_14i5mwa | United > Specific Energy Consumers > Utility Unit [UTI]A > Fuel EnergyA > UTI BoilerD-boiler d > UTI Boiler ID FanA | UTI Boiler ID Fan | Discharge Pressure | bar
k_7sr1ys | k_16amm3u | United > Specific Energy Consumers > Utility Unit [UTI]A > Fuel EnergyA > UTI BoilerD-boiler d > UTI Boiler ID FanA | UTI Boiler ID Fan | Inlet Damper Opening | percent
k_7sr1ys | k_8jx2ix | United > Specific Energy Consumers > Utility Unit [UTI]A > Fuel EnergyA > UTI BoilerD-boiler d > UTI Boiler ID FanA | UTI Boiler ID Fan | Motor Current | A
k_7sr1ys | k_7cvyng | United > Specific Energy Consumers > Utility Unit [UTI]A > Fuel EnergyA > UTI BoilerD-boiler d > UTI Boiler ID FanA | UTI Boiler ID Fan | Speed | rpm
k_7sr1ys | k_1f69k7t | United > Specific Energy Consumers > Utility Unit [UTI]A > Fuel EnergyA > UTI BoilerD-boiler d > UTI Boiler ID FanA | UTI Boiler ID Fan | Vibration | mm/s
k_1y5xcm4 | k_17967xv | United > Specific Energy Consumers > Utility Unit [UTI]A > Fuel EnergyA > UTI BoilerD-boiler d > UTI Boiler Radiant SectionA | UTI Boiler Radiant Section | Box Draft | mmH2O
k_1y5xcm4 | k_1clkkzj | United > Specific Energy Consumers > Utility Unit [UTI]A > Fuel EnergyA > UTI BoilerD-boiler d > UTI Boiler Radiant SectionA | UTI Boiler Radiant Section | Radiant Box Temperature | degC
k_1y5xcm4 | k_1kmfpa2 | United > Specific Energy Consumers > Utility Unit [UTI]A > Fuel EnergyA > UTI BoilerD-boiler d > UTI Boiler Radiant SectionA | UTI Boiler Radiant Section | Tube Skin Temperature (TMT) | degC
k_1k0zhn7 | k_4xzup4 | United > Specific Energy Consumers > Utility Unit [UTI]A > Fuel EnergyA > UTI BoilerD-boiler d > UTI Boiler Soot Blower SystemA | UTI Boiler Soot Blower System | Cycle Status
k_1k0zhn7 | k_a3iuwq | United > Specific Energy Consumers > Utility Unit [UTI]A > Fuel EnergyA > UTI BoilerD-boiler d > UTI Boiler Soot Blower SystemA | UTI Boiler Soot Blower System | Last Run Time | h
k_1k0zhn7 | k_n90lg6 | United > Specific Energy Consumers > Utility Unit [UTI]A > Fuel EnergyA > UTI BoilerD-boiler d > UTI Boiler Soot Blower SystemA | UTI Boiler Soot Blower System | Soot Blower Steam Flow | metric_ton/h
k_1k0zhn7 | k_l6oqu9 | United > Specific Energy Consumers > Utility Unit [UTI]A > Fuel EnergyA > UTI BoilerD-boiler d > UTI Boiler Soot Blower SystemA | UTI Boiler Soot Blower System | Soot Blower Steam Pressure | bar
k_fa11lq | k_1ahwgf9 | United > Specific Energy Consumers > Utility Unit [UTI]A > Fuel EnergyA > UTI BoilerD-boiler d > UTI Boiler StackA | UTI Boiler Stack | CO in Flue Gas | ppm
k_fa11lq | k_1wl362k | United > Specific Energy Consumers > Utility Unit [UTI]A > Fuel EnergyA > UTI BoilerD-boiler d > UTI Boiler StackA | UTI Boiler Stack | Flue Gas Flow | Nm3/h
k_fa11lq | k_7fzstt | United > Specific Energy Consumers > Utility Unit [UTI]A > Fuel EnergyA > UTI BoilerD-boiler d > UTI Boiler StackA | UTI Boiler Stack | NOx Emission | ppm
k_fa11lq | k_1mmtor8 | United > Specific Energy Consumers > Utility Unit [UTI]A > Fuel EnergyA > UTI BoilerD-boiler d > UTI Boiler StackA | UTI Boiler Stack | O2 in Flue Gas | vol%
k_fa11lq | k_sg1clo | United > Specific Energy Consumers > Utility Unit [UTI]A > Fuel EnergyA > UTI BoilerD-boiler d > UTI Boiler StackA | UTI Boiler Stack | SOx Emission | ppm
k_fa11lq | k_1fnguwa | United > Specific Energy Consumers > Utility Unit [UTI]A > Fuel EnergyA > UTI BoilerD-boiler d > UTI Boiler StackA | UTI Boiler Stack | Stack Draft | mmH2O
k_fa11lq | k_1r76uwz | United > Specific Energy Consumers > Utility Unit [UTI]A > Fuel EnergyA > UTI BoilerD-boiler d > UTI Boiler StackA | UTI Boiler Stack | Stack Temperature | degC
k_p5esk0 | k_ld9zjr | United > Specific Energy Consumers > Utility Unit [UTI]A > Fuel EnergyA > UTI BoilerD-boiler d > UTI Boiler Steam DrumA | UTI Boiler Steam Drum | Drum Level | percent
k_p5esk0 | k_1771wbo | United > Specific Energy Consumers > Utility Unit [UTI]A > Fuel EnergyA > UTI BoilerD-boiler d > UTI Boiler Steam DrumA | UTI Boiler Steam Drum | Drum Pressure | bar
k_p5esk0 | k_1eyhb9p | United > Specific Energy Consumers > Utility Unit [UTI]A > Fuel EnergyA > UTI BoilerD-boiler d > UTI Boiler Steam DrumA | UTI Boiler Steam Drum | Drum Temperature | degC
k_p5esk0 | k_f6sie2 | United > Specific Energy Consumers > Utility Unit [UTI]A > Fuel EnergyA > UTI BoilerD-boiler d > UTI Boiler Steam DrumA | UTI Boiler Steam Drum | Drum Vent Flow | metric_ton/h
k_jdew3i | k_1mzopj5 | United > Specific Energy Consumers > Utility Unit [UTI]A > Fuel EnergyA > UTI BoilerD-boiler d > UTI Boiler SuperheaterA | UTI Boiler Superheater | Attemperator Flow Opening | percent
k_jdew3i | k_14epqjg | United > Specific Energy Consumers > Utility Unit [UTI]A > Fuel EnergyA > UTI BoilerD-boiler d > UTI Boiler SuperheaterA | UTI Boiler Superheater | Attemperator Spray Flow | metric_ton/h
k_jdew3i | k_h4zgb4 | United > Specific Energy Consumers > Utility Unit [UTI]A > Fuel EnergyA > UTI BoilerD-boiler d > UTI Boiler SuperheaterA | UTI Boiler Superheater | Steam Inlet Pressure | bar
k_jdew3i | k_rnenax | United > Specific Energy Consumers > Utility Unit [UTI]A > Fuel EnergyA > UTI BoilerD-boiler d > UTI Boiler SuperheaterA | UTI Boiler Superheater | Steam Inlet Temperature | degC
k_jdew3i | k_szov6h | United > Specific Energy Consumers > Utility Unit [UTI]A > Fuel EnergyA > UTI BoilerD-boiler d > UTI Boiler SuperheaterA | UTI Boiler Superheater | Steam Outlet Pressure | bar
k_jdew3i | k_wsyqfk | United > Specific Energy Consumers > Utility Unit [UTI]A > Fuel EnergyA > UTI BoilerD-boiler d > UTI Boiler SuperheaterA | UTI Boiler Superheater | Steam Outlet Temperature | degC
k_jdew3i | k_tzzqwk | United > Specific Energy Consumers > Utility Unit [UTI]A > Fuel EnergyA > UTI BoilerD-boiler d > UTI Boiler SuperheaterA | UTI Boiler Superheater | Tube Skin Temperature | degC
k_1su28e0 | k_vga1gv | United > Specific Energy Consumers > Utility Unit [UTI]A > Fuel EnergyA > UTI BoilerE-boiler e | UTI Boiler | Fuel Flow | Nm3/h
k_1su28e0 | k_1evexxy | United > Specific Energy Consumers > Utility Unit [UTI]A > Fuel EnergyA > UTI BoilerE-boiler e | UTI Boiler | Steam Output | metric_ton/h
k_1su28e0 | k_wx8sr3 | United > Specific Energy Consumers > Utility Unit [UTI]A > Fuel EnergyA > UTI BoilerE-boiler e | UTI Boiler | Boiler Efficiency | percent
k_1su28e0 | k_heqikh | United > Specific Energy Consumers > Utility Unit [UTI]A > Fuel EnergyA > UTI BoilerE-boiler e | UTI Boiler | Excess O2 | percent
k_1hpdm82 | k_68yzo1 | United > Specific Energy Consumers > Utility Unit [UTI]A > Fuel EnergyA > UTI BoilerE-boiler e > UTI Boiler Air PreheaterA | UTI Boiler Air Preheater | Air Inlet Temperature | degC
k_1hpdm82 | k_1vi427s | United > Specific Energy Consumers > Utility Unit [UTI]A > Fuel EnergyA > UTI BoilerE-boiler e > UTI Boiler Air PreheaterA | UTI Boiler Air Preheater | Air Outlet Temperature | degC
k_1hpdm82 | k_17u61y0 | United > Specific Energy Consumers > Utility Unit [UTI]A > Fuel EnergyA > UTI BoilerE-boiler e > UTI Boiler Air PreheaterA | UTI Boiler Air Preheater | Air Side Differential Pressure | bar
k_1hpdm82 | k_1cfi3kh | United > Specific Energy Consumers > Utility Unit [UTI]A > Fuel EnergyA > UTI BoilerE-boiler e > UTI Boiler Air PreheaterA | UTI Boiler Air Preheater | Flue Inlet Temperature | degC
k_1hpdm82 | k_12vdjg8 | United > Specific Energy Consumers > Utility Unit [UTI]A > Fuel EnergyA > UTI BoilerE-boiler e > UTI Boiler Air PreheaterA | UTI Boiler Air Preheater | Flue Outlet Temperature | degC
k_1hpdm82 | k_jot5b1 | United > Specific Energy Consumers > Utility Unit [UTI]A > Fuel EnergyA > UTI BoilerE-boiler e > UTI Boiler Air PreheaterA | UTI Boiler Air Preheater | Leakage | percent
k_any7ae | k_rmz38w | United > Specific Energy Consumers > Utility Unit [UTI]A > Fuel EnergyA > UTI BoilerE-boiler e > UTI Boiler BFW SystemA | UTI Boiler BFW System | BFW Header Pressure | bar
k_any7ae | k_6zhrx5 | United > Specific Energy Consumers > Utility Unit [UTI]A > Fuel EnergyA > UTI BoilerE-boiler e > UTI Boiler BFW SystemA | UTI Boiler BFW System | BFW Header Temperature | degC
k_any7ae | k_4533z6 | United > Specific Energy Consumers > Utility Unit [UTI]A > Fuel EnergyA > UTI BoilerE-boiler e > UTI Boiler BFW SystemA | UTI Boiler BFW System | BFW Inlet Flow | metric_ton/h
k_any7ae | k_9e29eh | United > Specific Energy Consumers > Utility Unit [UTI]A > Fuel EnergyA > UTI BoilerE-boiler e > UTI Boiler BFW SystemA | UTI Boiler BFW System | BFW Quality (Conductivity) | uS/cm
k_14jr9s5 | k_ca19vm | United > Specific Energy Consumers > Utility Unit [UTI]A > Fuel EnergyA > UTI BoilerE-boiler e > UTI Boiler BFW SystemA > UTI Boiler BFW PumpA | UTI Boiler BFW Pump | Bearing Temperature | degC
k_14jr9s5 | k_1thtnv0 | United > Specific Energy Consumers > Utility Unit [UTI]A > Fuel EnergyA > UTI BoilerE-boiler e > UTI Boiler BFW SystemA > UTI Boiler BFW PumpA | UTI Boiler BFW Pump | Discharge Flow | metric_ton/h
k_14jr9s5 | k_1x3efej | United > Specific Energy Consumers > Utility Unit [UTI]A > Fuel EnergyA > UTI BoilerE-boiler e > UTI Boiler BFW SystemA > UTI Boiler BFW PumpA | UTI Boiler BFW Pump | Discharge Pressure | bar
k_14jr9s5 | k_5shlrs | United > Specific Energy Consumers > Utility Unit [UTI]A > Fuel EnergyA > UTI BoilerE-boiler e > UTI Boiler BFW SystemA > UTI Boiler BFW PumpA | UTI Boiler BFW Pump | Driver Steam Flow | metric_ton/h
k_14jr9s5 | k_ivvn7c | United > Specific Energy Consumers > Utility Unit [UTI]A > Fuel EnergyA > UTI BoilerE-boiler e > UTI Boiler BFW SystemA > UTI Boiler BFW PumpA | UTI Boiler BFW Pump | Motor Current | A
k_14jr9s5 | k_1dzrg2i | United > Specific Energy Consumers > Utility Unit [UTI]A > Fuel EnergyA > UTI BoilerE-boiler e > UTI Boiler BFW SystemA > UTI Boiler BFW PumpA | UTI Boiler BFW Pump | Power Output | kW
k_14jr9s5 | k_121yjh | United > Specific Energy Consumers > Utility Unit [UTI]A > Fuel EnergyA > UTI BoilerE-boiler e > UTI Boiler BFW SystemA > UTI Boiler BFW PumpA | UTI Boiler BFW Pump | Speed | rpm
k_14jr9s5 | k_ndb4xy | United > Specific Energy Consumers > Utility Unit [UTI]A > Fuel EnergyA > UTI BoilerE-boiler e > UTI Boiler BFW SystemA > UTI Boiler BFW PumpA | UTI Boiler BFW Pump | Suction Pressure | bar
k_14jr9s5 | k_mdq2so | United > Specific Energy Consumers > Utility Unit [UTI]A > Fuel EnergyA > UTI BoilerE-boiler e > UTI Boiler BFW SystemA > UTI Boiler BFW PumpA | UTI Boiler BFW Pump | Vibration | mm/s
k_43afch | k_dzkxmd | United > Specific Energy Consumers > Utility Unit [UTI]A > Fuel EnergyA > UTI BoilerE-boiler e > UTI Boiler Blowdown SystemA | UTI Boiler Blowdown System | Blowdown Conductivity | uS/cm
k_43afch | k_egro6o | United > Specific Energy Consumers > Utility Unit [UTI]A > Fuel EnergyA > UTI BoilerE-boiler e > UTI Boiler Blowdown SystemA | UTI Boiler Blowdown System | Blowdown Flow Controller Opening | percent
k_43afch | k_6s7p8p | United > Specific Energy Consumers > Utility Unit [UTI]A > Fuel EnergyA > UTI BoilerE-boiler e > UTI Boiler Blowdown SystemA | UTI Boiler Blowdown System | Blowdown TDS | ppm
k_43afch | k_g4x91 | United > Specific Energy Consumers > Utility Unit [UTI]A > Fuel EnergyA > UTI BoilerE-boiler e > UTI Boiler Blowdown SystemA | UTI Boiler Blowdown System | Continuous Blowdown Flow | metric_ton/h
k_43afch | k_1hzous5 | United > Specific Energy Consumers > Utility Unit [UTI]A > Fuel EnergyA > UTI BoilerE-boiler e > UTI Boiler Blowdown SystemA | UTI Boiler Blowdown System | Flash Drum Pressure | bar
k_43afch | k_a3c3eq | United > Specific Energy Consumers > Utility Unit [UTI]A > Fuel EnergyA > UTI BoilerE-boiler e > UTI Boiler Blowdown SystemA | UTI Boiler Blowdown System | Flash Steam Flow | metric_ton/h
k_43afch | k_1s6ovk7 | United > Specific Energy Consumers > Utility Unit [UTI]A > Fuel EnergyA > UTI BoilerE-boiler e > UTI Boiler Blowdown SystemA | UTI Boiler Blowdown System | Intermittent Blowdown Flow | metric_ton/h
k_1c2fay4 | k_t25zvv | United > Specific Energy Consumers > Utility Unit [UTI]A > Fuel EnergyA > UTI BoilerE-boiler e > UTI Boiler Combustion SystemA | UTI Boiler Combustion System | Atomizing Steam Flow | metric_ton/h
k_1c2fay4 | k_nro191 | United > Specific Energy Consumers > Utility Unit [UTI]A > Fuel EnergyA > UTI BoilerE-boiler e > UTI Boiler Combustion SystemA | UTI Boiler Combustion System | Burner Header Pressure | bar
k_1c2fay4 | k_xg5cqj | United > Specific Energy Consumers > Utility Unit [UTI]A > Fuel EnergyA > UTI BoilerE-boiler e > UTI Boiler Combustion SystemA | UTI Boiler Combustion System | Excess O2 Setpoint | vol%
k_1c2fay4 | k_1a76b96 | United > Specific Energy Consumers > Utility Unit [UTI]A > Fuel EnergyA > UTI BoilerE-boiler e > UTI Boiler Combustion SystemA | UTI Boiler Combustion System | Pilot Gas Flow | metric_ton/h
k_1c2fay4 | k_ipo5ds | United > Specific Energy Consumers > Utility Unit [UTI]A > Fuel EnergyA > UTI BoilerE-boiler e > UTI Boiler Combustion SystemA | UTI Boiler Combustion System | Total Combustion Air Flow | Nm3/h
k_gfv2d4 | k_7vyxkj | United > Specific Energy Consumers > Utility Unit [UTI]A > Fuel EnergyA > UTI BoilerE-boiler e > UTI Boiler Combustion SystemA > UTI Boiler BurnerA | UTI Boiler Burner | Burner Air Flow | Nm3/h
k_gfv2d4 | k_1wzvuph | United > Specific Energy Consumers > Utility Unit [UTI]A > Fuel EnergyA > UTI BoilerE-boiler e > UTI Boiler Combustion SystemA > UTI Boiler BurnerA | UTI Boiler Burner | Burner Backpressure | bar
k_gfv2d4 | k_1ue27xv | United > Specific Energy Consumers > Utility Unit [UTI]A > Fuel EnergyA > UTI BoilerE-boiler e > UTI Boiler Combustion SystemA > UTI Boiler BurnerA | UTI Boiler Burner | Burner Fuel Flow | Nm3/h
k_gfv2d4 | k_1n6gys0 | United > Specific Energy Consumers > Utility Unit [UTI]A > Fuel EnergyA > UTI BoilerE-boiler e > UTI Boiler Combustion SystemA > UTI Boiler BurnerA | UTI Boiler Burner | Flame Status
k_gfv2d4 | k_1u3ynbx | United > Specific Energy Consumers > Utility Unit [UTI]A > Fuel EnergyA > UTI BoilerE-boiler e > UTI Boiler Combustion SystemA > UTI Boiler BurnerA | UTI Boiler Burner | Pilot Status
k_wty9iv | k_z60bts | United > Specific Energy Consumers > Utility Unit [UTI]A > Fuel EnergyA > UTI BoilerE-boiler e > UTI Boiler Convection SectionA | UTI Boiler Convection Section | Draft at Arch | mmH2O
k_wty9iv | k_1h1iah0 | United > Specific Energy Consumers > Utility Unit [UTI]A > Fuel EnergyA > UTI BoilerE-boiler e > UTI Boiler Convection SectionA | UTI Boiler Convection Section | Flue Inlet Temperature | degC
k_wty9iv | k_31ftql | United > Specific Energy Consumers > Utility Unit [UTI]A > Fuel EnergyA > UTI BoilerE-boiler e > UTI Boiler Convection SectionA | UTI Boiler Convection Section | Flue Outlet Temperature | degC
k_1hteh9b | k_152blp4 | United > Specific Energy Consumers > Utility Unit [UTI]A > Fuel EnergyA > UTI BoilerE-boiler e > UTI Boiler DesuperheaterA | UTI Boiler Desuperheater | Inlet Steam Temperature | degC
k_1hteh9b | k_1b9hg37 | United > Specific Energy Consumers > Utility Unit [UTI]A > Fuel EnergyA > UTI BoilerE-boiler e > UTI Boiler DesuperheaterA | UTI Boiler Desuperheater | Outlet Steam Setpoint | degC
k_1hteh9b | k_1pmkma9 | United > Specific Energy Consumers > Utility Unit [UTI]A > Fuel EnergyA > UTI BoilerE-boiler e > UTI Boiler DesuperheaterA | UTI Boiler Desuperheater | Outlet Steam Temperature | degC
k_1hteh9b | k_e6i29h | United > Specific Energy Consumers > Utility Unit [UTI]A > Fuel EnergyA > UTI BoilerE-boiler e > UTI Boiler DesuperheaterA | UTI Boiler Desuperheater | Spray Valve Opening | percent
k_1hteh9b | k_o9p09a | United > Specific Energy Consumers > Utility Unit [UTI]A > Fuel EnergyA > UTI BoilerE-boiler e > UTI Boiler DesuperheaterA | UTI Boiler Desuperheater | Spray Water Flow | metric_ton/h
k_142da8h | k_x4mgtn | United > Specific Energy Consumers > Utility Unit [UTI]A > Fuel EnergyA > UTI BoilerE-boiler e > UTI Boiler EconomizerA | UTI Boiler Economizer | BFW Inlet Temperature | degC
k_142da8h | k_2exmf6 | United > Specific Energy Consumers > Utility Unit [UTI]A > Fuel EnergyA > UTI BoilerE-boiler e > UTI Boiler EconomizerA | UTI Boiler Economizer | BFW Outlet Temperature | degC
k_142da8h | k_12maaci | United > Specific Energy Consumers > Utility Unit [UTI]A > Fuel EnergyA > UTI BoilerE-boiler e > UTI Boiler EconomizerA | UTI Boiler Economizer | Flue Inlet Temperature | degC
k_142da8h | k_1r2pvvv | United > Specific Energy Consumers > Utility Unit [UTI]A > Fuel EnergyA > UTI BoilerE-boiler e > UTI Boiler EconomizerA | UTI Boiler Economizer | Flue Outlet Temperature | degC
k_1ikosy6 | k_avvpjm | United > Specific Energy Consumers > Utility Unit [UTI]A > Fuel EnergyA > UTI BoilerE-boiler e > UTI Boiler Evaporator SectionA | UTI Boiler Evaporator Section | Inlet Gas Temperature | degC
k_1ikosy6 | k_1mcxa0r | United > Specific Energy Consumers > Utility Unit [UTI]A > Fuel EnergyA > UTI BoilerE-boiler e > UTI Boiler Evaporator SectionA | UTI Boiler Evaporator Section | Outlet Gas Temperature | degC
k_1ikosy6 | k_rpraux | United > Specific Energy Consumers > Utility Unit [UTI]A > Fuel EnergyA > UTI BoilerE-boiler e > UTI Boiler Evaporator SectionA | UTI Boiler Evaporator Section | Steam Generation | metric_ton/h
k_1ikosy6 | k_1laap83 | United > Specific Energy Consumers > Utility Unit [UTI]A > Fuel EnergyA > UTI BoilerE-boiler e > UTI Boiler Evaporator SectionA | UTI Boiler Evaporator Section | Tube Differential Pressure | bar
k_up2g9n | k_a3yoyk | United > Specific Energy Consumers > Utility Unit [UTI]A > Fuel EnergyA > UTI BoilerE-boiler e > UTI Boiler FD FanA | UTI Boiler FD Fan | Bearing Temperature | degC
k_up2g9n | k_cei3s5 | United > Specific Energy Consumers > Utility Unit [UTI]A > Fuel EnergyA > UTI BoilerE-boiler e > UTI Boiler FD FanA | UTI Boiler FD Fan | Discharge Pressure | bar
k_up2g9n | k_12y5h9h | United > Specific Energy Consumers > Utility Unit [UTI]A > Fuel EnergyA > UTI BoilerE-boiler e > UTI Boiler FD FanA | UTI Boiler FD Fan | Inlet Damper Opening | percent
k_up2g9n | k_1936086 | United > Specific Energy Consumers > Utility Unit [UTI]A > Fuel EnergyA > UTI BoilerE-boiler e > UTI Boiler FD FanA | UTI Boiler FD Fan | Motor Current | A
k_up2g9n | k_tavj0j | United > Specific Energy Consumers > Utility Unit [UTI]A > Fuel EnergyA > UTI BoilerE-boiler e > UTI Boiler FD FanA | UTI Boiler FD Fan | Speed | rpm
k_up2g9n | k_1dbewty | United > Specific Energy Consumers > Utility Unit [UTI]A > Fuel EnergyA > UTI BoilerE-boiler e > UTI Boiler FD FanA | UTI Boiler FD Fan | Vibration | mm/s
k_1l8ajx0 | k_5fnyvn | United > Specific Energy Consumers > Utility Unit [UTI]A > Fuel EnergyA > UTI BoilerE-boiler e > UTI Boiler ID FanA | UTI Boiler ID Fan | Bearing Temperature | degC
k_1l8ajx0 | k_1tfcvd6 | United > Specific Energy Consumers > Utility Unit [UTI]A > Fuel EnergyA > UTI BoilerE-boiler e > UTI Boiler ID FanA | UTI Boiler ID Fan | Discharge Pressure | bar
k_1l8ajx0 | k_iqp3gq | United > Specific Energy Consumers > Utility Unit [UTI]A > Fuel EnergyA > UTI BoilerE-boiler e > UTI Boiler ID FanA | UTI Boiler ID Fan | Inlet Damper Opening | percent
k_1l8ajx0 | k_x7vlrd | United > Specific Energy Consumers > Utility Unit [UTI]A > Fuel EnergyA > UTI BoilerE-boiler e > UTI Boiler ID FanA | UTI Boiler ID Fan | Motor Current | A
k_1l8ajx0 | k_vpyez0 | United > Specific Energy Consumers > Utility Unit [UTI]A > Fuel EnergyA > UTI BoilerE-boiler e > UTI Boiler ID FanA | UTI Boiler ID Fan | Speed | rpm
k_1l8ajx0 | k_1te8kop | United > Specific Energy Consumers > Utility Unit [UTI]A > Fuel EnergyA > UTI BoilerE-boiler e > UTI Boiler ID FanA | UTI Boiler ID Fan | Vibration | mm/s
k_uaz7i4 | k_ey4ryr | United > Specific Energy Consumers > Utility Unit [UTI]A > Fuel EnergyA > UTI BoilerE-boiler e > UTI Boiler Radiant SectionA | UTI Boiler Radiant Section | Box Draft | mmH2O
k_uaz7i4 | k_157wr1b | United > Specific Energy Consumers > Utility Unit [UTI]A > Fuel EnergyA > UTI BoilerE-boiler e > UTI Boiler Radiant SectionA | UTI Boiler Radiant Section | Radiant Box Temperature | degC
k_uaz7i4 | k_1ihckuy | United > Specific Energy Consumers > Utility Unit [UTI]A > Fuel EnergyA > UTI BoilerE-boiler e > UTI Boiler Radiant SectionA | UTI Boiler Radiant Section | Tube Skin Temperature (TMT) | degC
k_1o996ib | k_56mqfc | United > Specific Energy Consumers > Utility Unit [UTI]A > Fuel EnergyA > UTI BoilerE-boiler e > UTI Boiler Soot Blower SystemA | UTI Boiler Soot Blower System | Cycle Status
k_1o996ib | k_1d5q9wa | United > Specific Energy Consumers > Utility Unit [UTI]A > Fuel EnergyA > UTI BoilerE-boiler e > UTI Boiler Soot Blower SystemA | UTI Boiler Soot Blower System | Last Run Time | h
k_1o996ib | k_kfslyu | United > Specific Energy Consumers > Utility Unit [UTI]A > Fuel EnergyA > UTI BoilerE-boiler e > UTI Boiler Soot Blower SystemA | UTI Boiler Soot Blower System | Soot Blower Steam Flow | metric_ton/h
k_1o996ib | k_17hgdj5 | United > Specific Energy Consumers > Utility Unit [UTI]A > Fuel EnergyA > UTI BoilerE-boiler e > UTI Boiler Soot Blower SystemA | UTI Boiler Soot Blower System | Soot Blower Steam Pressure | bar
k_nf2eym | k_1dstxc5 | United > Specific Energy Consumers > Utility Unit [UTI]A > Fuel EnergyA > UTI BoilerE-boiler e > UTI Boiler StackA | UTI Boiler Stack | CO in Flue Gas | ppm
k_nf2eym | k_1wjt3z0 | United > Specific Energy Consumers > Utility Unit [UTI]A > Fuel EnergyA > UTI BoilerE-boiler e > UTI Boiler StackA | UTI Boiler Stack | Flue Gas Flow | Nm3/h
k_nf2eym | k_okzd1t | United > Specific Energy Consumers > Utility Unit [UTI]A > Fuel EnergyA > UTI BoilerE-boiler e > UTI Boiler StackA | UTI Boiler Stack | NOx Emission | ppm
k_nf2eym | k_wnp1ys | United > Specific Energy Consumers > Utility Unit [UTI]A > Fuel EnergyA > UTI BoilerE-boiler e > UTI Boiler StackA | UTI Boiler Stack | O2 in Flue Gas | vol%
k_nf2eym | k_aoqfcc | United > Specific Energy Consumers > Utility Unit [UTI]A > Fuel EnergyA > UTI BoilerE-boiler e > UTI Boiler StackA | UTI Boiler Stack | SOx Emission | ppm
k_nf2eym | k_zkoz9m | United > Specific Energy Consumers > Utility Unit [UTI]A > Fuel EnergyA > UTI BoilerE-boiler e > UTI Boiler StackA | UTI Boiler Stack | Stack Draft | mmH2O
k_nf2eym | k_4kogf7 | United > Specific Energy Consumers > Utility Unit [UTI]A > Fuel EnergyA > UTI BoilerE-boiler e > UTI Boiler StackA | UTI Boiler Stack | Stack Temperature | degC
k_ywgkts | k_tz4q6v | United > Specific Energy Consumers > Utility Unit [UTI]A > Fuel EnergyA > UTI BoilerE-boiler e > UTI Boiler Steam DrumA | UTI Boiler Steam Drum | Drum Level | percent
k_ywgkts | k_kf216s | United > Specific Energy Consumers > Utility Unit [UTI]A > Fuel EnergyA > UTI BoilerE-boiler e > UTI Boiler Steam DrumA | UTI Boiler Steam Drum | Drum Pressure | bar
k_ywgkts | k_1knad2l | United > Specific Energy Consumers > Utility Unit [UTI]A > Fuel EnergyA > UTI BoilerE-boiler e > UTI Boiler Steam DrumA | UTI Boiler Steam Drum | Drum Temperature | degC
k_ywgkts | k_nz0loa | United > Specific Energy Consumers > Utility Unit [UTI]A > Fuel EnergyA > UTI BoilerE-boiler e > UTI Boiler Steam DrumA | UTI Boiler Steam Drum | Drum Vent Flow | metric_ton/h
k_d845lq | k_19qr4td | United > Specific Energy Consumers > Utility Unit [UTI]A > Fuel EnergyA > UTI BoilerE-boiler e > UTI Boiler SuperheaterA | UTI Boiler Superheater | Attemperator Flow Opening | percent
k_d845lq | k_1619gxo | United > Specific Energy Consumers > Utility Unit [UTI]A > Fuel EnergyA > UTI BoilerE-boiler e > UTI Boiler SuperheaterA | UTI Boiler Superheater | Attemperator Spray Flow | metric_ton/h
k_d845lq | k_v6elps | United > Specific Energy Consumers > Utility Unit [UTI]A > Fuel EnergyA > UTI BoilerE-boiler e > UTI Boiler SuperheaterA | UTI Boiler Superheater | Steam Inlet Pressure | bar
k_d845lq | k_18jb595 | United > Specific Energy Consumers > Utility Unit [UTI]A > Fuel EnergyA > UTI BoilerE-boiler e > UTI Boiler SuperheaterA | UTI Boiler Superheater | Steam Inlet Temperature | degC
k_d845lq | k_bvow1l | United > Specific Energy Consumers > Utility Unit [UTI]A > Fuel EnergyA > UTI BoilerE-boiler e > UTI Boiler SuperheaterA | UTI Boiler Superheater | Steam Outlet Pressure | bar
k_d845lq | k_q12228 | United > Specific Energy Consumers > Utility Unit [UTI]A > Fuel EnergyA > UTI BoilerE-boiler e > UTI Boiler SuperheaterA | UTI Boiler Superheater | Steam Outlet Temperature | degC
k_d845lq | k_18s51zo | United > Specific Energy Consumers > Utility Unit [UTI]A > Fuel EnergyA > UTI BoilerE-boiler e > UTI Boiler SuperheaterA | UTI Boiler Superheater | Tube Skin Temperature | degC
k_1w1jm9t | k_beah4v | United > Specific Energy Consumers > Utility Unit [UTI]A > Electric EnergyA > UTI PumpA-pump a | UTI Pump | Current | A | UN.UO.71II1001.PV
k_1w1jm9t | k_1vptm0c | United > Specific Energy Consumers > Utility Unit [UTI]A > Electric EnergyA > UTI PumpA-pump a | UTI Pump | Flow | m3/h
k_1w1jm9t | k_65cinr | United > Specific Energy Consumers > Utility Unit [UTI]A > Electric EnergyA > UTI PumpA-pump a | UTI Pump | Differential Head | m
k_1w1jm9t | k_1o4wbpl | United > Specific Energy Consumers > Utility Unit [UTI]A > Electric EnergyA > UTI PumpA-pump a | UTI Pump | Efficiency | percent
k_3sbme9 | k_1v3yrj3 | United > Specific Energy Consumers > Utility Unit [UTI]A > Electric EnergyA > UTI PumpB-pump b | UTI Pump | Current | A | UN.UO.71II1002.PV
k_3sbme9 | k_cppgr0 | United > Specific Energy Consumers > Utility Unit [UTI]A > Electric EnergyA > UTI PumpB-pump b | UTI Pump | Flow | m3/h
k_3sbme9 | k_ytbadz | United > Specific Energy Consumers > Utility Unit [UTI]A > Electric EnergyA > UTI PumpB-pump b | UTI Pump | Differential Head | m
k_3sbme9 | k_1cruso9 | United > Specific Energy Consumers > Utility Unit [UTI]A > Electric EnergyA > UTI PumpB-pump b | UTI Pump | Efficiency | percent
k_1nlfdfl | k_1g5hj7j | United > Specific Energy Consumers > Utility Unit [UTI]A > Electric EnergyA > UTI PumpC-pump c | UTI Pump | Current | A | UN.UO.71II1003.PV
k_1nlfdfl | k_1500e3w | United > Specific Energy Consumers > Utility Unit [UTI]A > Electric EnergyA > UTI PumpC-pump c | UTI Pump | Flow | m3/h
k_1nlfdfl | k_1cvijhz | United > Specific Energy Consumers > Utility Unit [UTI]A > Electric EnergyA > UTI PumpC-pump c | UTI Pump | Differential Head | m
k_1nlfdfl | k_1oa1nnt | United > Specific Energy Consumers > Utility Unit [UTI]A > Electric EnergyA > UTI PumpC-pump c | UTI Pump | Efficiency | percent
k_1vtegyp | k_mym90f | United > Specific Energy Consumers > Utility Unit [UTI]A > Electric EnergyA > UTI PumpD-pump d | UTI Pump | Driver Power | kW
k_1vtegyp | k_v69z2k | United > Specific Energy Consumers > Utility Unit [UTI]A > Electric EnergyA > UTI PumpD-pump d | UTI Pump | Flow | m3/h
k_1vtegyp | k_1uwm713 | United > Specific Energy Consumers > Utility Unit [UTI]A > Electric EnergyA > UTI PumpD-pump d | UTI Pump | Differential Head | m
k_1vtegyp | k_sh63c9 | United > Specific Energy Consumers > Utility Unit [UTI]A > Electric EnergyA > UTI PumpD-pump d | UTI Pump | Efficiency | percent
k_1g5rz0h | k_11jzq2n | United > Specific Energy Consumers > Utility Unit [UTI]A > Electric EnergyA > UTI CompressorA-compressor a | UTI Compressor | Current | A | UN.UO.72II2001A.PV
k_1g5rz0h | k_1ad08z9 | United > Specific Energy Consumers > Utility Unit [UTI]A > Electric EnergyA > UTI CompressorA-compressor a | UTI Compressor | Suction Flow | Nm3/h | UN.UO.72FI2117.PV
k_1g5rz0h | k_1kdwbuq | United > Specific Energy Consumers > Utility Unit [UTI]A > Electric EnergyA > UTI CompressorA-compressor a | UTI Compressor | Suction Pressure | bar
k_1g5rz0h | k_1ibnj5r | United > Specific Energy Consumers > Utility Unit [UTI]A > Electric EnergyA > UTI CompressorA-compressor a | UTI Compressor | Discharge Pressure | bar | UN.UO.72PC2009.PV
k_1g5rz0h | k_18k3wz4 | United > Specific Energy Consumers > Utility Unit [UTI]A > Electric EnergyA > UTI CompressorA-compressor a | UTI Compressor | Polytropic Efficiency | percent
k_ffmsyp | k_pwak0v | United > Specific Energy Consumers > Utility Unit [UTI]A > Electric EnergyA > UTI CompressorB-compressor b | UTI Compressor | Current | A | UN.UO.72II2002A.PV
k_ffmsyp | k_oh5onp | United > Specific Energy Consumers > Utility Unit [UTI]A > Electric EnergyA > UTI CompressorB-compressor b | UTI Compressor | Suction Flow | Nm3/h | UN.UO.72FI2140.PV
k_ffmsyp | k_1ajqm5e | United > Specific Energy Consumers > Utility Unit [UTI]A > Electric EnergyA > UTI CompressorB-compressor b | UTI Compressor | Suction Pressure | bar
k_ffmsyp | k_vvzkkf | United > Specific Energy Consumers > Utility Unit [UTI]A > Electric EnergyA > UTI CompressorB-compressor b | UTI Compressor | Discharge Pressure | bar | UN.UO.72PC2015.PV
k_ffmsyp | k_pt65u8 | United > Specific Energy Consumers > Utility Unit [UTI]A > Electric EnergyA > UTI CompressorB-compressor b | UTI Compressor | Polytropic Efficiency | percent
k_782ugc | k_oup0l1 | United > Specific Energy Consumers > Utility Unit [UTI]A > Steam EnergyA > UTI TurbineA-turbine a | UTI Turbine | Inlet Steam Flow | metric_ton/h
k_782ugc | k_1l6o2bw | United > Specific Energy Consumers > Utility Unit [UTI]A > Steam EnergyA > UTI TurbineA-turbine a | UTI Turbine | Inlet Pressure | bar
k_782ugc | k_bdwkhx | United > Specific Energy Consumers > Utility Unit [UTI]A > Steam EnergyA > UTI TurbineA-turbine a | UTI Turbine | Outlet Pressure | bar
k_782ugc | k_1g36gf8 | United > Specific Energy Consumers > Utility Unit [UTI]A > Steam EnergyA > UTI TurbineA-turbine a | UTI Turbine | Shaft Power | kW
k_782ugc | k_e5j7mu | United > Specific Energy Consumers > Utility Unit [UTI]A > Steam EnergyA > UTI TurbineA-turbine a | UTI Turbine | Isentropic Efficiency | percent
k_xwsd64 | k_2yvuwl | United > Specific Energy Consumers > Utility Unit [UTI]A > Steam EnergyA > UTI TurbineB-turbine b | UTI Turbine | Inlet Steam Flow | metric_ton/h
k_xwsd64 | k_18ieor0 | United > Specific Energy Consumers > Utility Unit [UTI]A > Steam EnergyA > UTI TurbineB-turbine b | UTI Turbine | Inlet Pressure | bar
k_xwsd64 | k_jbzg79 | United > Specific Energy Consumers > Utility Unit [UTI]A > Steam EnergyA > UTI TurbineB-turbine b | UTI Turbine | Outlet Pressure | bar
k_xwsd64 | k_1f8mg4 | United > Specific Energy Consumers > Utility Unit [UTI]A > Steam EnergyA > UTI TurbineB-turbine b | UTI Turbine | Shaft Power | kW
k_xwsd64 | k_1dungiu | United > Specific Energy Consumers > Utility Unit [UTI]A > Steam EnergyA > UTI TurbineB-turbine b | UTI Turbine | Isentropic Efficiency | percent
k_dgkg4s | k_lxfsxh | United > Specific Energy Consumers > Utility Unit [UTI]A > Steam EnergyA > UTI TurbineC-turbine c | UTI Turbine | Inlet Steam Flow | metric_ton/h
k_dgkg4s | k_196ikss | United > Specific Energy Consumers > Utility Unit [UTI]A > Steam EnergyA > UTI TurbineC-turbine c | UTI Turbine | Inlet Pressure | bar
k_dgkg4s | k_15fjttx | United > Specific Energy Consumers > Utility Unit [UTI]A > Steam EnergyA > UTI TurbineC-turbine c | UTI Turbine | Outlet Pressure | bar
k_dgkg4s | k_1tcz4x0 | United > Specific Energy Consumers > Utility Unit [UTI]A > Steam EnergyA > UTI TurbineC-turbine c | UTI Turbine | Shaft Power | kW
k_dgkg4s | k_16xj0iu | United > Specific Energy Consumers > Utility Unit [UTI]A > Steam EnergyA > UTI TurbineC-turbine c | UTI Turbine | Isentropic Efficiency | percent
k_11prnho | k_tt1hdh | United > Specific Energy Consumers > Utility Unit [UTI]A > Steam EnergyA > UTI TurbineD-turbine d | UTI Turbine | Inlet Steam Flow | metric_ton/h
k_11prnho | k_1ad1jgs | United > Specific Energy Consumers > Utility Unit [UTI]A > Steam EnergyA > UTI TurbineD-turbine d | UTI Turbine | Inlet Pressure | bar
k_11prnho | k_9dtjut | United > Specific Energy Consumers > Utility Unit [UTI]A > Steam EnergyA > UTI TurbineD-turbine d | UTI Turbine | Outlet Pressure | bar
k_11prnho | k_n1guxw | United > Specific Energy Consumers > Utility Unit [UTI]A > Steam EnergyA > UTI TurbineD-turbine d | UTI Turbine | Shaft Power | kW
k_11prnho | k_ojesti | United > Specific Energy Consumers > Utility Unit [UTI]A > Steam EnergyA > UTI TurbineD-turbine d | UTI Turbine | Isentropic Efficiency | percent
k_mh4h4c | k_1hal1yt | United > Specific Energy Consumers > Utility Unit [UTI]A > Steam EnergyA > UTI TurbineE-turbine e | UTI Turbine | Inlet Steam Flow | metric_ton/h
k_mh4h4c | k_1a6rw7g | United > Specific Energy Consumers > Utility Unit [UTI]A > Steam EnergyA > UTI TurbineE-turbine e | UTI Turbine | Inlet Pressure | bar
k_mh4h4c | k_3mz8at | United > Specific Energy Consumers > Utility Unit [UTI]A > Steam EnergyA > UTI TurbineE-turbine e | UTI Turbine | Outlet Pressure | bar
k_mh4h4c | k_1vi1dpg | United > Specific Energy Consumers > Utility Unit [UTI]A > Steam EnergyA > UTI TurbineE-turbine e | UTI Turbine | Shaft Power | kW
k_mh4h4c | k_8q1qw6 | United > Specific Energy Consumers > Utility Unit [UTI]A > Steam EnergyA > UTI TurbineE-turbine e | UTI Turbine | Isentropic Efficiency | percent
k_1d5tzu4 | k_verwad | United > Specific Energy Consumers > Utility Unit [UTI]A > Steam EnergyA > UTI TurbineF-turbine f | UTI Turbine | Inlet Steam Flow | metric_ton/h
k_1d5tzu4 | k_xiiimk | United > Specific Energy Consumers > Utility Unit [UTI]A > Steam EnergyA > UTI TurbineF-turbine f | UTI Turbine | Inlet Pressure | bar
k_1d5tzu4 | k_bl2405 | United > Specific Energy Consumers > Utility Unit [UTI]A > Steam EnergyA > UTI TurbineF-turbine f | UTI Turbine | Outlet Pressure | bar
k_1d5tzu4 | k_gu3jqc | United > Specific Energy Consumers > Utility Unit [UTI]A > Steam EnergyA > UTI TurbineF-turbine f | UTI Turbine | Shaft Power | kW
k_1d5tzu4 | k_18f5zs6 | United > Specific Energy Consumers > Utility Unit [UTI]A > Steam EnergyA > UTI TurbineF-turbine f | UTI Turbine | Isentropic Efficiency | percent
k_spm2ss | k_1edbub9 | United > Specific Energy Consumers > Utility Unit [UTI]A > Steam EnergyA > UTI TurbineG-turbine g | UTI Turbine | Inlet Steam Flow | metric_ton/h
k_spm2ss | k_y6meoc | United > Specific Energy Consumers > Utility Unit [UTI]A > Steam EnergyA > UTI TurbineG-turbine g | UTI Turbine | Inlet Pressure | bar
k_spm2ss | k_xomhmt | United > Specific Energy Consumers > Utility Unit [UTI]A > Steam EnergyA > UTI TurbineG-turbine g | UTI Turbine | Outlet Pressure | bar
k_spm2ss | k_9qq084 | United > Specific Energy Consumers > Utility Unit [UTI]A > Steam EnergyA > UTI TurbineG-turbine g | UTI Turbine | Shaft Power | kW
k_spm2ss | k_11i1js6 | United > Specific Energy Consumers > Utility Unit [UTI]A > Steam EnergyA > UTI TurbineG-turbine g | UTI Turbine | Isentropic Efficiency | percent
k_gqafu4 | k_u7j7ed | United > Specific Energy Consumers > Utility Unit [UTI]A > Steam EnergyA > UTI TurbineH-turbine h | UTI Turbine | Inlet Steam Flow | metric_ton/h
k_gqafu4 | k_17hqkzw | United > Specific Energy Consumers > Utility Unit [UTI]A > Steam EnergyA > UTI TurbineH-turbine h | UTI Turbine | Inlet Pressure | bar
k_gqafu4 | k_1kr02bp | United > Specific Energy Consumers > Utility Unit [UTI]A > Steam EnergyA > UTI TurbineH-turbine h | UTI Turbine | Outlet Pressure | bar
k_gqafu4 | k_6kduw4 | United > Specific Energy Consumers > Utility Unit [UTI]A > Steam EnergyA > UTI TurbineH-turbine h | UTI Turbine | Shaft Power | kW
k_gqafu4 | k_asm5ba | United > Specific Energy Consumers > Utility Unit [UTI]A > Steam EnergyA > UTI TurbineH-turbine h | UTI Turbine | Isentropic Efficiency | percent
k_1hn9gs | k_1hp2rzp | United > Specific Energy Consumers > Utility Unit [UTI]A > Steam EnergyA > UTI TurbineI-turbine i | UTI Turbine | Inlet Steam Flow | metric_ton/h
k_1hn9gs | k_17bgxqk | United > Specific Energy Consumers > Utility Unit [UTI]A > Steam EnergyA > UTI TurbineI-turbine i | UTI Turbine | Inlet Pressure | bar
k_1hn9gs | k_1f05qrp | United > Specific Energy Consumers > Utility Unit [UTI]A > Steam EnergyA > UTI TurbineI-turbine i | UTI Turbine | Outlet Pressure | bar
k_1hn9gs | k_1f0ydno | United > Specific Energy Consumers > Utility Unit [UTI]A > Steam EnergyA > UTI TurbineI-turbine i | UTI Turbine | Shaft Power | kW
k_1hn9gs | k_1u0d5d2 | United > Specific Energy Consumers > Utility Unit [UTI]A > Steam EnergyA > UTI TurbineI-turbine i | UTI Turbine | Isentropic Efficiency | percent
k_s6cs6k | k_vt9mb9 | United > Specific Energy Consumers > Utility Unit [UTI]A > Steam EnergyA > UTI TurbineJ-turbine j | UTI Turbine | Inlet Steam Flow | metric_ton/h
k_s6cs6k | k_un7k5o | United > Specific Energy Consumers > Utility Unit [UTI]A > Steam EnergyA > UTI TurbineJ-turbine j | UTI Turbine | Inlet Pressure | bar
k_s6cs6k | k_1my8mh1 | United > Specific Energy Consumers > Utility Unit [UTI]A > Steam EnergyA > UTI TurbineJ-turbine j | UTI Turbine | Outlet Pressure | bar
k_s6cs6k | k_d0jok | United > Specific Energy Consumers > Utility Unit [UTI]A > Steam EnergyA > UTI TurbineJ-turbine j | UTI Turbine | Shaft Power | kW
k_s6cs6k | k_uodc9y | United > Specific Energy Consumers > Utility Unit [UTI]A > Steam EnergyA > UTI TurbineJ-turbine j | UTI Turbine | Isentropic Efficiency | percent
k_1ajlkng | k_14fuq7 | United > Specific Energy Consumers > Utility Unit [UTI]A > Steam EnergyA > UTI Live Steam InjectionA-live steam injection a | UTI Live Steam Injection | Steam Flow | metric_ton/h | UN.UO.71FI1002.PV
k_1ajlkng | k_ypdsl4 | United > Specific Energy Consumers > Utility Unit [UTI]A > Steam EnergyA > UTI Live Steam InjectionA-live steam injection a | UTI Live Steam Injection | Steam Pressure | bar | UN.UO.70PI0024A.PV
k_1ajlkng | k_1osntg1 | United > Specific Energy Consumers > Utility Unit [UTI]A > Steam EnergyA > UTI Live Steam InjectionA-live steam injection a | UTI Live Steam Injection | Steam Temperature | degC | UN.UO.70TI0006.PV
k_1ajlkng | k_1lw7m6g | United > Specific Energy Consumers > Utility Unit [UTI]A > Steam EnergyA > UTI Live Steam InjectionA-live steam injection a | UTI Live Steam Injection | Column ID
k_kb9omk | k_u71krz | United > Specific Energy Consumers > Utility Unit [UTI]A > Steam EnergyA > UTI Live Steam InjectionB-live steam injection b | UTI Live Steam Injection | Steam Flow | metric_ton/h | UN.UO.71FI1004.PV
k_kb9omk | k_qjc5co | United > Specific Energy Consumers > Utility Unit [UTI]A > Steam EnergyA > UTI Live Steam InjectionB-live steam injection b | UTI Live Steam Injection | Steam Pressure | bar | UN.UO.70PI0024A.PV
k_kb9omk | k_105gofl | United > Specific Energy Consumers > Utility Unit [UTI]A > Steam EnergyA > UTI Live Steam InjectionB-live steam injection b | UTI Live Steam Injection | Steam Temperature | degC | UN.UO.70TI0006.PV
k_kb9omk | k_14rgu94 | United > Specific Energy Consumers > Utility Unit [UTI]A > Steam EnergyA > UTI Live Steam InjectionB-live steam injection b | UTI Live Steam Injection | Column ID
k_165t8ah | k_w699s7 | United > Specific Energy Consumers > CO2 [CO2]A > Electric EnergyA > CO2 CompressorA-compressor a | CO2 Compressor | Driver Power | kW
k_165t8ah | k_14bruod | United > Specific Energy Consumers > CO2 [CO2]A > Electric EnergyA > CO2 CompressorA-compressor a | CO2 Compressor | Suction Flow | Nm3/h | UN.UO.50FI0115.PV
k_165t8ah | k_1p29jne | United > Specific Energy Consumers > CO2 [CO2]A > Electric EnergyA > CO2 CompressorA-compressor a | CO2 Compressor | Suction Pressure | bar | UN.UO.50PI0259B FAST
k_165t8ah | k_vndih3 | United > Specific Energy Consumers > CO2 [CO2]A > Electric EnergyA > CO2 CompressorA-compressor a | CO2 Compressor | Discharge Pressure | bar | UN.UO.50PI0256.PV
k_165t8ah | k_1p29jne | United > Specific Energy Consumers > CO2 [CO2]A > Electric EnergyA > CO2 CompressorA-compressor a | CO2 Compressor | Suction Temperature | degC | UN.UO.50TI0252.PV
k_165t8ah | k_vndih3 | United > Specific Energy Consumers > CO2 [CO2]A > Electric EnergyA > CO2 CompressorA-compressor a | CO2 Compressor | Discharge Temperature | degC | UN.UO.50TI0260A.PV
k_165t8ah | k_1mx0sg8 | United > Specific Energy Consumers > CO2 [CO2]A > Electric EnergyA > CO2 CompressorA-compressor a | CO2 Compressor | Polytropic Efficiency | percent
k_idkgd5 | k_1snc0o7 | United > Specific Energy Consumers > CO2 [CO2]A > Electric EnergyA > CO2 CompressorB-compressor b | CO2 Compressor | Driver Power | kW
k_idkgd5 | k_11yzuwd | United > Specific Energy Consumers > CO2 [CO2]A > Electric EnergyA > CO2 CompressorB-compressor b | CO2 Compressor | Suction Flow | Nm3/h | UN.UO.50FI0253_HS
k_idkgd5 | k_jtmy1m | United > Specific Energy Consumers > CO2 [CO2]A > Electric EnergyA > CO2 CompressorB-compressor b | CO2 Compressor | Suction Pressure | bar | UN.UO.50PI0259B FAST
k_idkgd5 | k_jtmy1m | United > Specific Energy Consumers > CO2 [CO2]A > Electric EnergyA > CO2 CompressorB-compressor b | CO2 Compressor | Discharge Pressure | bar | UN.UO.50PI0256.PV
k_idkgd5 | k_jtmy1m | United > Specific Energy Consumers > CO2 [CO2]A > Electric EnergyA > CO2 CompressorB-compressor b | CO2 Compressor | Suction Temperature | degC | UN.UO.50TI0252.PV
k_idkgd5 | k_13upe93 | United > Specific Energy Consumers > CO2 [CO2]A > Electric EnergyA > CO2 CompressorB-compressor b | CO2 Compressor | Discharge Temperature | degC | UN.UO.50TI0260A.PV
k_idkgd5 | k_1jxbizs | United > Specific Energy Consumers > CO2 [CO2]A > Electric EnergyA > CO2 CompressorB-compressor b | CO2 Compressor | Polytropic Efficiency | percent

## Specific Energy Consumers Optim
System: United - Network: Specific Energy Consumers - Annual Hours: 8000
EO OPTIMIZATION METADATA - Var Type: MV=manipulated, CV=controlled, DV=disturbance, PV=passive. Design Min/Max = physical limits. SIP Min/Max % = operational tolerance band. NOR=normal DCS value (drives cost roll-up), DSN=equipment sizing basis, RTD=nameplate maximum. Cost Coef x NOR x Annual Hours = Annual Cost. Spare/Out-of-service excluded.
Element Path | Element Type | Attribute Name | UOM | Var Type (MV/CV/DV/PV) | Design Min (physical) | Design Max (physical) | SIP Min % | SIP Max % | Cost Type | Cost Coef ($/unit) | Annual Cost ($/yr) | PI Tag Base | Service Mode | Design Load % | NOR — Normal Operating | DSN — Design Basis | RTD — Rated / Max
United > Specific Energy Consumers > OLF > OLF [OLF]A > Fuel EnergyA > OLF FurnaceA-furnace a | OLF Furnace | Fuel Flow | Nm3/h | CV |  |  |  |  | Fuel Gas | 0.18 |  | OLF.OLF.FRN-101 | in-service
United > Specific Energy Consumers > OLF > OLF [OLF]A > Fuel EnergyA > OLF FurnaceA-furnace a | OLF Furnace | Duty | MMkcal/h | CV | [7 empty] | OLF.OLF.FRN-101 | in-service
United > Specific Energy Consumers > OLF > OLF [OLF]A > Fuel EnergyA > OLF FurnaceA-furnace a | OLF Furnace | Stack Temperature | degC | CV | [7 empty] | OLF.OLF.FRN-101 | in-service
United > Specific Energy Consumers > OLF > OLF [OLF]A > Fuel EnergyA > OLF FurnaceA-furnace a | OLF Furnace | Efficiency | percent | PV | [7 empty] | OLF.OLF.FRN-101 | in-service
United > Specific Energy Consumers > OLF > OLF [OLF]A > Fuel EnergyA > OLF FurnaceB-furnace b | OLF Furnace | Fuel Flow | Nm3/h | CV |  |  |  |  | Fuel Gas | 0.18 |  | OLF.OLF.FRN-102 | in-service
United > Specific Energy Consumers > OLF > OLF [OLF]A > Fuel EnergyA > OLF FurnaceB-furnace b | OLF Furnace | Duty | MMkcal/h | CV | [7 empty] | OLF.OLF.FRN-102 | in-service
United > Specific Energy Consumers > OLF > OLF [OLF]A > Fuel EnergyA > OLF FurnaceB-furnace b | OLF Furnace | Stack Temperature | degC | CV | [7 empty] | OLF.OLF.FRN-102 | in-service
United > Specific Energy Consumers > OLF > OLF [OLF]A > Fuel EnergyA > OLF FurnaceB-furnace b | OLF Furnace | Efficiency | percent | PV | [7 empty] | OLF.OLF.FRN-102 | in-service
United > Specific Energy Consumers > OLF > OLF [OLF]A > Fuel EnergyA > OLF FurnaceC-furnace c | OLF Furnace | Fuel Flow | Nm3/h | CV |  |  |  |  | Fuel Gas | 0.18 |  | OLF.OLF.FRN-103 | in-service
United > Specific Energy Consumers > OLF > OLF [OLF]A > Fuel EnergyA > OLF FurnaceC-furnace c | OLF Furnace | Duty | MMkcal/h | CV | [7 empty] | OLF.OLF.FRN-103 | in-service
United > Specific Energy Consumers > OLF > OLF [OLF]A > Fuel EnergyA > OLF FurnaceC-furnace c | OLF Furnace | Stack Temperature | degC | CV | [7 empty] | OLF.OLF.FRN-103 | in-service
United > Specific Energy Consumers > OLF > OLF [OLF]A > Fuel EnergyA > OLF FurnaceC-furnace c | OLF Furnace | Efficiency | percent | PV | [7 empty] | OLF.OLF.FRN-103 | in-service
United > Specific Energy Consumers > OLF > OLF [OLF]A > Fuel EnergyA > OLF FurnaceD-furnace d | OLF Furnace | Fuel Flow | Nm3/h | CV |  |  |  |  | Fuel Gas | 0.18 |  | OLF.OLF.FRN-104 | in-service
United > Specific Energy Consumers > OLF > OLF [OLF]A > Fuel EnergyA > OLF FurnaceD-furnace d | OLF Furnace | Duty | MMkcal/h | CV | [7 empty] | OLF.OLF.FRN-104 | in-service
United > Specific Energy Consumers > OLF > OLF [OLF]A > Fuel EnergyA > OLF FurnaceD-furnace d | OLF Furnace | Stack Temperature | degC | CV | [7 empty] | OLF.OLF.FRN-104 | in-service
United > Specific Energy Consumers > OLF > OLF [OLF]A > Fuel EnergyA > OLF FurnaceD-furnace d | OLF Furnace | Efficiency | percent | PV | [7 empty] | OLF.OLF.FRN-104 | in-service
United > Specific Energy Consumers > OLF > OLF [OLF]A > Fuel EnergyA > OLF FurnaceE-furnace e | OLF Furnace | Fuel Flow | Nm3/h | CV |  |  |  |  | Fuel Gas | 0.18 |  | OLF.OLF.FRN-105 | in-service
United > Specific Energy Consumers > OLF > OLF [OLF]A > Fuel EnergyA > OLF FurnaceE-furnace e | OLF Furnace | Duty | MMkcal/h | CV | [7 empty] | OLF.OLF.FRN-105 | in-service
United > Specific Energy Consumers > OLF > OLF [OLF]A > Fuel EnergyA > OLF FurnaceE-furnace e | OLF Furnace | Stack Temperature | degC | CV | [7 empty] | OLF.OLF.FRN-105 | in-service
United > Specific Energy Consumers > OLF > OLF [OLF]A > Fuel EnergyA > OLF FurnaceE-furnace e | OLF Furnace | Efficiency | percent | PV | [7 empty] | OLF.OLF.FRN-105 | in-service
United > Specific Energy Consumers > OLF > OLF [OLF]A > Fuel EnergyA > OLF FurnaceF-furnace f | OLF Furnace | Fuel Flow | Nm3/h | CV |  |  |  |  | Fuel Gas | 0.18 |  | OLF.OLF.FRN-106 | in-service
United > Specific Energy Consumers > OLF > OLF [OLF]A > Fuel EnergyA > OLF FurnaceF-furnace f | OLF Furnace | Duty | MMkcal/h | CV | [7 empty] | OLF.OLF.FRN-106 | in-service
United > Specific Energy Consumers > OLF > OLF [OLF]A > Fuel EnergyA > OLF FurnaceF-furnace f | OLF Furnace | Stack Temperature | degC | CV | [7 empty] | OLF.OLF.FRN-106 | in-service
United > Specific Energy Consumers > OLF > OLF [OLF]A > Fuel EnergyA > OLF FurnaceF-furnace f | OLF Furnace | Efficiency | percent | PV | [7 empty] | OLF.OLF.FRN-106 | in-service
United > Specific Energy Consumers > OLF > OLF [OLF]A > Fuel EnergyA > OLF FurnaceG-furnace g | OLF Furnace | Fuel Flow | Nm3/h | CV |  |  |  |  | Fuel Gas | 0.18 |  | OLF.OLF.FRN-107 | in-service
United > Specific Energy Consumers > OLF > OLF [OLF]A > Fuel EnergyA > OLF FurnaceG-furnace g | OLF Furnace | Duty | MMkcal/h | CV | [7 empty] | OLF.OLF.FRN-107 | in-service
United > Specific Energy Consumers > OLF > OLF [OLF]A > Fuel EnergyA > OLF FurnaceG-furnace g | OLF Furnace | Stack Temperature | degC | CV | [7 empty] | OLF.OLF.FRN-107 | in-service
United > Specific Energy Consumers > OLF > OLF [OLF]A > Fuel EnergyA > OLF FurnaceG-furnace g | OLF Furnace | Efficiency | percent | PV | [7 empty] | OLF.OLF.FRN-107 | in-service
United > Specific Energy Consumers > OLF > OLF [OLF]A > Fuel EnergyA > OLF FurnaceH-furnace h | OLF Furnace | Fuel Flow | Nm3/h | CV |  |  |  |  | Fuel Gas | 0.18 |  | OLF.OLF.FRN-108 | in-service
United > Specific Energy Consumers > OLF > OLF [OLF]A > Fuel EnergyA > OLF FurnaceH-furnace h | OLF Furnace | Duty | MMkcal/h | CV | [7 empty] | OLF.OLF.FRN-108 | in-service
United > Specific Energy Consumers > OLF > OLF [OLF]A > Fuel EnergyA > OLF FurnaceH-furnace h | OLF Furnace | Stack Temperature | degC | CV | [7 empty] | OLF.OLF.FRN-108 | in-service
United > Specific Energy Consumers > OLF > OLF [OLF]A > Fuel EnergyA > OLF FurnaceH-furnace h | OLF Furnace | Efficiency | percent | PV | [7 empty] | OLF.OLF.FRN-108 | in-service
United > Specific Energy Consumers > OLF > OLF [OLF]A > Fuel EnergyA > OLF FurnaceI-furnace i | OLF Furnace | Fuel Flow | Nm3/h | CV |  |  |  |  | Fuel Gas | 0.18 |  | OLF.OLF.FRN-109 | in-service
United > Specific Energy Consumers > OLF > OLF [OLF]A > Fuel EnergyA > OLF FurnaceI-furnace i | OLF Furnace | Duty | MMkcal/h | CV | [7 empty] | OLF.OLF.FRN-109 | in-service
United > Specific Energy Consumers > OLF > OLF [OLF]A > Fuel EnergyA > OLF FurnaceI-furnace i | OLF Furnace | Stack Temperature | degC | CV | [7 empty] | OLF.OLF.FRN-109 | in-service
United > Specific Energy Consumers > OLF > OLF [OLF]A > Fuel EnergyA > OLF FurnaceI-furnace i | OLF Furnace | Efficiency | percent | PV | [7 empty] | OLF.OLF.FRN-109 | in-service
United > Specific Energy Consumers > OLF > OLF [OLF]A > Steam EnergyA > OLF TurbineA-turbine a | OLF Turbine | Inlet Steam Flow | metric_ton/h | CV |  |  |  |  | Steam — MP | 18 |  | OLF.OLF.TBN-101 | in-service
United > Specific Energy Consumers > OLF > OLF [OLF]A > Steam EnergyA > OLF TurbineA-turbine a | OLF Turbine | Inlet Pressure | bar | CV | [7 empty] | OLF.OLF.TBN-101 | in-service
United > Specific Energy Consumers > OLF > OLF [OLF]A > Steam EnergyA > OLF TurbineA-turbine a | OLF Turbine | Outlet Pressure | bar | CV | [7 empty] | OLF.OLF.TBN-101 | in-service
United > Specific Energy Consumers > OLF > OLF [OLF]A > Steam EnergyA > OLF TurbineA-turbine a | OLF Turbine | Shaft Power | kW | CV |  |  |  |  | Electricity | 0.08 |  | OLF.OLF.TBN-101 | in-service
United > Specific Energy Consumers > OLF > OLF [OLF]A > Steam EnergyA > OLF TurbineA-turbine a | OLF Turbine | Isentropic Efficiency | percent | PV | [7 empty] | OLF.OLF.TBN-101 | in-service
United > Specific Energy Consumers > OLF > OLF [OLF]A > Steam EnergyA > OLF TurbineB-turbine b | OLF Turbine | Inlet Steam Flow | metric_ton/h | CV |  |  |  |  | Steam — MP | 18 |  | OLF.OLF.TBN-102 | in-service
United > Specific Energy Consumers > OLF > OLF [OLF]A > Steam EnergyA > OLF TurbineB-turbine b | OLF Turbine | Inlet Pressure | bar | CV | [7 empty] | OLF.OLF.TBN-102 | in-service
United > Specific Energy Consumers > OLF > OLF [OLF]A > Steam EnergyA > OLF TurbineB-turbine b | OLF Turbine | Outlet Pressure | bar | CV | [7 empty] | OLF.OLF.TBN-102 | in-service
United > Specific Energy Consumers > OLF > OLF [OLF]A > Steam EnergyA > OLF TurbineB-turbine b | OLF Turbine | Shaft Power | kW | CV |  |  |  |  | Electricity | 0.08 |  | OLF.OLF.TBN-102 | in-service
United > Specific Energy Consumers > OLF > OLF [OLF]A > Steam EnergyA > OLF TurbineB-turbine b | OLF Turbine | Isentropic Efficiency | percent | PV | [7 empty] | OLF.OLF.TBN-102 | in-service
United > Specific Energy Consumers > OLF > OLF [OLF]A > Steam EnergyA > OLF TurbineC-turbine c | OLF Turbine | Inlet Steam Flow | metric_ton/h | CV |  |  |  |  | Steam — MP | 18 |  | OLF.OLF.TBN-103 | in-service
United > Specific Energy Consumers > OLF > OLF [OLF]A > Steam EnergyA > OLF TurbineC-turbine c | OLF Turbine | Inlet Pressure | bar | CV | [7 empty] | OLF.OLF.TBN-103 | in-service
United > Specific Energy Consumers > OLF > OLF [OLF]A > Steam EnergyA > OLF TurbineC-turbine c | OLF Turbine | Outlet Pressure | bar | CV | [7 empty] | OLF.OLF.TBN-103 | in-service
United > Specific Energy Consumers > OLF > OLF [OLF]A > Steam EnergyA > OLF TurbineC-turbine c | OLF Turbine | Shaft Power | kW | CV |  |  |  |  | Electricity | 0.08 |  | OLF.OLF.TBN-103 | in-service
United > Specific Energy Consumers > OLF > OLF [OLF]A > Steam EnergyA > OLF TurbineC-turbine c | OLF Turbine | Isentropic Efficiency | percent | PV | [7 empty] | OLF.OLF.TBN-103 | in-service
United > Specific Energy Consumers > OLF > OLF [OLF]A > Steam EnergyA > OLF Steam ExchangerA-steam exchanger a | OLF Steam Exchanger | Steam Flow | metric_ton/h | CV |  |  |  |  | Steam — MP | 18 |  | OLF.OLF.SHX-101 | in-service
United > Specific Energy Consumers > OLF > OLF [OLF]A > Steam EnergyA > OLF Steam ExchangerA-steam exchanger a | OLF Steam Exchanger | Steam Pressure | bar | CV | [7 empty] | OLF.OLF.SHX-101 | in-service
United > Specific Energy Consumers > OLF > OLF [OLF]A > Steam EnergyA > OLF Steam ExchangerA-steam exchanger a | OLF Steam Exchanger | Duty | MMkcal/h | CV | [7 empty] | OLF.OLF.SHX-101 | in-service
United > Specific Energy Consumers > OLF > OLF [OLF]A > Steam EnergyA > OLF Steam ExchangerA-steam exchanger a | OLF Steam Exchanger | LMTD | degC | CV | [7 empty] | OLF.OLF.SHX-101 | in-service
United > Specific Energy Consumers > EG1 > EG1 [EG1]A > Electric EnergyA > EG1 CompressorA-compressor a | EG1 Compressor | Driver Power | kW | CV |  |  |  |  | Electricity | 0.08 |  | EG1.EG1.COMP-101 | in-service
United > Specific Energy Consumers > EG1 > EG1 [EG1]A > Electric EnergyA > EG1 CompressorA-compressor a | EG1 Compressor | Suction Flow | Nm3/h | CV | [7 empty] | EG1.EG1.COMP-101 | in-service
United > Specific Energy Consumers > EG1 > EG1 [EG1]A > Electric EnergyA > EG1 CompressorA-compressor a | EG1 Compressor | Suction Pressure | bar | CV | [7 empty] | EG1.EG1.COMP-101 | in-service
United > Specific Energy Consumers > EG1 > EG1 [EG1]A > Electric EnergyA > EG1 CompressorA-compressor a | EG1 Compressor | Discharge Pressure | bar | CV | [7 empty] | EG1.EG1.COMP-101 | in-service
United > Specific Energy Consumers > EG1 > EG1 [EG1]A > Electric EnergyA > EG1 CompressorA-compressor a | EG1 Compressor | Polytropic Efficiency | percent | PV | [7 empty] | EG1.EG1.COMP-101 | in-service
United > Specific Energy Consumers > EG1 > EG1 [EG1]A > Steam EnergyA > EG1 ReboilerA-reboiler a | EG1 Reboiler | Steam Flow | metric_ton/h | CV |  |  |  |  | Steam — MP | 18 |  | EG1.EG1.REB-101 | in-service
United > Specific Energy Consumers > EG1 > EG1 [EG1]A > Steam EnergyA > EG1 ReboilerA-reboiler a | EG1 Reboiler | Steam Pressure | bar | CV | [7 empty] | EG1.EG1.REB-101 | in-service
United > Specific Energy Consumers > EG1 > EG1 [EG1]A > Steam EnergyA > EG1 ReboilerA-reboiler a | EG1 Reboiler | Duty | MMkcal/h | CV | [7 empty] | EG1.EG1.REB-101 | in-service
United > Specific Energy Consumers > EG1 > EG1 [EG1]A > Steam EnergyA > EG1 ReboilerA-reboiler a | EG1 Reboiler | Column ID |  | CV | [7 empty] | EG1.EG1.REB-101 | in-service
United > Specific Energy Consumers > EG1 > EG1 [EG1]A > Steam EnergyA > EG1 ReboilerB-reboiler b | EG1 Reboiler | Steam Flow | metric_ton/h | CV |  |  |  |  | Steam — MP | 18 |  | EG1.EG1.REB-102 | in-service
United > Specific Energy Consumers > EG1 > EG1 [EG1]A > Steam EnergyA > EG1 ReboilerB-reboiler b | EG1 Reboiler | Steam Pressure | bar | CV | [7 empty] | EG1.EG1.REB-102 | in-service
United > Specific Energy Consumers > EG1 > EG1 [EG1]A > Steam EnergyA > EG1 ReboilerB-reboiler b | EG1 Reboiler | Duty | MMkcal/h | CV | [7 empty] | EG1.EG1.REB-102 | in-service
United > Specific Energy Consumers > EG1 > EG1 [EG1]A > Steam EnergyA > EG1 ReboilerB-reboiler b | EG1 Reboiler | Column ID |  | CV | [7 empty] | EG1.EG1.REB-102 | in-service
United > Specific Energy Consumers > EG1 > EG1 [EG1]A > Steam EnergyA > EG1 ReboilerC-reboiler c | EG1 Reboiler | Steam Flow | metric_ton/h | CV |  |  |  |  | Steam — MP | 18 |  | EG1.EG1.REB-103 | in-service
United > Specific Energy Consumers > EG1 > EG1 [EG1]A > Steam EnergyA > EG1 ReboilerC-reboiler c | EG1 Reboiler | Steam Pressure | bar | CV | [7 empty] | EG1.EG1.REB-103 | in-service
United > Specific Energy Consumers > EG1 > EG1 [EG1]A > Steam EnergyA > EG1 ReboilerC-reboiler c | EG1 Reboiler | Duty | MMkcal/h | CV | [7 empty] | EG1.EG1.REB-103 | in-service
United > Specific Energy Consumers > EG1 > EG1 [EG1]A > Steam EnergyA > EG1 ReboilerC-reboiler c | EG1 Reboiler | Column ID |  | CV | [7 empty] | EG1.EG1.REB-103 | in-service
United > Specific Energy Consumers > EG1 > EG1 [EG1]A > Steam EnergyA > EG1 Live Steam InjectionA-live steam injection a | EG1 Live Steam Injection | Steam Flow | metric_ton/h | CV |  |  |  |  | Steam — MP | 18 |  | EG1.EG1.LSI-101 | in-service
United > Specific Energy Consumers > EG1 > EG1 [EG1]A > Steam EnergyA > EG1 Live Steam InjectionA-live steam injection a | EG1 Live Steam Injection | Steam Pressure | bar | CV | [7 empty] | EG1.EG1.LSI-101 | in-service
United > Specific Energy Consumers > EG1 > EG1 [EG1]A > Steam EnergyA > EG1 Live Steam InjectionA-live steam injection a | EG1 Live Steam Injection | Steam Temperature | degC | CV | [7 empty] | EG1.EG1.LSI-101 | in-service
United > Specific Energy Consumers > EG1 > EG1 [EG1]A > Steam EnergyA > EG1 Live Steam InjectionA-live steam injection a | EG1 Live Steam Injection | Column ID |  | CV | [7 empty] | EG1.EG1.LSI-101 | in-service
United > Specific Energy Consumers > EG1 > EG1 [EG1]A > Steam EnergyA > EG1 Live Steam InjectionB-live steam injection b | EG1 Live Steam Injection | Steam Flow | metric_ton/h | CV |  |  |  |  | Steam — MP | 18 |  | EG1.EG1.LSI-102 | in-service
United > Specific Energy Consumers > EG1 > EG1 [EG1]A > Steam EnergyA > EG1 Live Steam InjectionB-live steam injection b | EG1 Live Steam Injection | Steam Pressure | bar | CV | [7 empty] | EG1.EG1.LSI-102 | in-service
United > Specific Energy Consumers > EG1 > EG1 [EG1]A > Steam EnergyA > EG1 Live Steam InjectionB-live steam injection b | EG1 Live Steam Injection | Steam Temperature | degC | CV | [7 empty] | EG1.EG1.LSI-102 | in-service
United > Specific Energy Consumers > EG1 > EG1 [EG1]A > Steam EnergyA > EG1 Live Steam InjectionB-live steam injection b | EG1 Live Steam Injection | Column ID |  | CV | [7 empty] | EG1.EG1.LSI-102 | in-service
United > Specific Energy Consumers > EG1 > EG1 [EG1]A > Steam EnergyA > EG1 Steam ExchangerA-steam exchanger a | EG1 Steam Exchanger | Steam Flow | metric_ton/h | CV |  |  |  |  | Steam — MP | 18 |  | EG1.EG1.SHX-101 | in-service
United > Specific Energy Consumers > EG1 > EG1 [EG1]A > Steam EnergyA > EG1 Steam ExchangerA-steam exchanger a | EG1 Steam Exchanger | Steam Pressure | bar | CV | [7 empty] | EG1.EG1.SHX-101 | in-service
United > Specific Energy Consumers > EG1 > EG1 [EG1]A > Steam EnergyA > EG1 Steam ExchangerA-steam exchanger a | EG1 Steam Exchanger | Duty | MMkcal/h | CV | [7 empty] | EG1.EG1.SHX-101 | in-service
United > Specific Energy Consumers > EG1 > EG1 [EG1]A > Steam EnergyA > EG1 Steam ExchangerA-steam exchanger a | EG1 Steam Exchanger | LMTD | degC | CV | [7 empty] | EG1.EG1.SHX-101 | in-service
United > Specific Energy Consumers > EG2 > EG2 [EG2]A > Electric EnergyA > EG2 CompressorA-compressor a | EG2 Compressor | Driver Power | kW | CV |  |  |  |  | Electricity | 0.08 |  | EG2.EG2.COMP-101 | in-service
United > Specific Energy Consumers > EG2 > EG2 [EG2]A > Electric EnergyA > EG2 CompressorA-compressor a | EG2 Compressor | Suction Flow | Nm3/h | CV | [7 empty] | EG2.EG2.COMP-101 | in-service
United > Specific Energy Consumers > EG2 > EG2 [EG2]A > Electric EnergyA > EG2 CompressorA-compressor a | EG2 Compressor | Suction Pressure | bar | CV | [7 empty] | EG2.EG2.COMP-101 | in-service
United > Specific Energy Consumers > EG2 > EG2 [EG2]A > Electric EnergyA > EG2 CompressorA-compressor a | EG2 Compressor | Discharge Pressure | bar | CV | [7 empty] | EG2.EG2.COMP-101 | in-service
United > Specific Energy Consumers > EG2 > EG2 [EG2]A > Electric EnergyA > EG2 CompressorA-compressor a | EG2 Compressor | Polytropic Efficiency | percent | PV | [7 empty] | EG2.EG2.COMP-101 | in-service
United > Specific Energy Consumers > EG2 > EG2 [EG2]A > Steam EnergyA > EG2 Live Steam InjectionA-live steam injection a | EG2 Live Steam Injection | Steam Flow | metric_ton/h | CV |  |  |  |  | Steam — MP | 18 |  | EG2.EG2.LSI-101 | in-service
United > Specific Energy Consumers > EG2 > EG2 [EG2]A > Steam EnergyA > EG2 Live Steam InjectionA-live steam injection a | EG2 Live Steam Injection | Steam Pressure | bar | CV | [7 empty] | EG2.EG2.LSI-101 | in-service
United > Specific Energy Consumers > EG2 > EG2 [EG2]A > Steam EnergyA > EG2 Live Steam InjectionA-live steam injection a | EG2 Live Steam Injection | Steam Temperature | degC | CV | [7 empty] | EG2.EG2.LSI-101 | in-service
United > Specific Energy Consumers > EG2 > EG2 [EG2]A > Steam EnergyA > EG2 Live Steam InjectionA-live steam injection a | EG2 Live Steam Injection | Column ID |  | CV | [7 empty] | EG2.EG2.LSI-101 | in-service
United > Specific Energy Consumers > EG2 > EG2 [EG2]A > Steam EnergyA > EG2 Live Steam InjectionB-live steam injection b | EG2 Live Steam Injection | Steam Flow | metric_ton/h | CV |  |  |  |  | Steam — MP | 18 |  | EG2.EG2.LSI-102 | in-service
United > Specific Energy Consumers > EG2 > EG2 [EG2]A > Steam EnergyA > EG2 Live Steam InjectionB-live steam injection b | EG2 Live Steam Injection | Steam Pressure | bar | CV | [7 empty] | EG2.EG2.LSI-102 | in-service
United > Specific Energy Consumers > EG2 > EG2 [EG2]A > Steam EnergyA > EG2 Live Steam InjectionB-live steam injection b | EG2 Live Steam Injection | Steam Temperature | degC | CV | [7 empty] | EG2.EG2.LSI-102 | in-service
United > Specific Energy Consumers > EG2 > EG2 [EG2]A > Steam EnergyA > EG2 Live Steam InjectionB-live steam injection b | EG2 Live Steam Injection | Column ID |  | CV | [7 empty] | EG2.EG2.LSI-102 | in-service
United > Specific Energy Consumers > EG2 > EG2 [EG2]A > Steam EnergyA > EG2 ReboilerA-reboiler a | EG2 Reboiler | Steam Flow | metric_ton/h | CV |  |  |  |  | Steam — MP | 18 |  | EG2.EG2.REB-101 | in-service
United > Specific Energy Consumers > EG2 > EG2 [EG2]A > Steam EnergyA > EG2 ReboilerA-reboiler a | EG2 Reboiler | Steam Pressure | bar | CV | [7 empty] | EG2.EG2.REB-101 | in-service
United > Specific Energy Consumers > EG2 > EG2 [EG2]A > Steam EnergyA > EG2 ReboilerA-reboiler a | EG2 Reboiler | Duty | MMkcal/h | CV | [7 empty] | EG2.EG2.REB-101 | in-service
United > Specific Energy Consumers > EG2 > EG2 [EG2]A > Steam EnergyA > EG2 ReboilerA-reboiler a | EG2 Reboiler | Column ID |  | CV | [7 empty] | EG2.EG2.REB-101 | in-service
United > Specific Energy Consumers > EG2 > EG2 [EG2]A > Steam EnergyA > EG2 ReboilerB-reboiler b | EG2 Reboiler | Steam Flow | metric_ton/h | CV |  |  |  |  | Steam — MP | 18 |  | EG2.EG2.REB-102 | in-service
United > Specific Energy Consumers > EG2 > EG2 [EG2]A > Steam EnergyA > EG2 ReboilerB-reboiler b | EG2 Reboiler | Steam Pressure | bar | CV | [7 empty] | EG2.EG2.REB-102 | in-service
United > Specific Energy Consumers > EG2 > EG2 [EG2]A > Steam EnergyA > EG2 ReboilerB-reboiler b | EG2 Reboiler | Duty | MMkcal/h | CV | [7 empty] | EG2.EG2.REB-102 | in-service
United > Specific Energy Consumers > EG2 > EG2 [EG2]A > Steam EnergyA > EG2 ReboilerB-reboiler b | EG2 Reboiler | Column ID |  | CV | [7 empty] | EG2.EG2.REB-102 | in-service
United > Specific Energy Consumers > EG2 > EG2 [EG2]A > Steam EnergyA > EG2 ReboilerC-reboiler c | EG2 Reboiler | Steam Flow | metric_ton/h | CV |  |  |  |  | Steam — MP | 18 |  | EG2.EG2.REB-103 | in-service
United > Specific Energy Consumers > EG2 > EG2 [EG2]A > Steam EnergyA > EG2 ReboilerC-reboiler c | EG2 Reboiler | Steam Pressure | bar | CV | [7 empty] | EG2.EG2.REB-103 | in-service
United > Specific Energy Consumers > EG2 > EG2 [EG2]A > Steam EnergyA > EG2 ReboilerC-reboiler c | EG2 Reboiler | Duty | MMkcal/h | CV | [7 empty] | EG2.EG2.REB-103 | in-service
United > Specific Energy Consumers > EG2 > EG2 [EG2]A > Steam EnergyA > EG2 ReboilerC-reboiler c | EG2 Reboiler | Column ID |  | CV | [7 empty] | EG2.EG2.REB-103 | in-service
United > Specific Energy Consumers > EG2 > EG2 [EG2]A > Steam EnergyA > EG2 Steam ExchangerA-steam exchanger a | EG2 Steam Exchanger | Steam Flow | metric_ton/h | CV |  |  |  |  | Steam — MP | 18 |  | EG2.EG2.SHX-101 | in-service
United > Specific Energy Consumers > EG2 > EG2 [EG2]A > Steam EnergyA > EG2 Steam ExchangerA-steam exchanger a | EG2 Steam Exchanger | Steam Pressure | bar | CV | [7 empty] | EG2.EG2.SHX-101 | in-service
United > Specific Energy Consumers > EG2 > EG2 [EG2]A > Steam EnergyA > EG2 Steam ExchangerA-steam exchanger a | EG2 Steam Exchanger | Duty | MMkcal/h | CV | [7 empty] | EG2.EG2.SHX-101 | in-service
United > Specific Energy Consumers > EG2 > EG2 [EG2]A > Steam EnergyA > EG2 Steam ExchangerA-steam exchanger a | EG2 Steam Exchanger | LMTD | degC | CV | [7 empty] | EG2.EG2.SHX-101 | in-service
United > Specific Energy Consumers > EG3 > EG3 [EG3]A > Electric EnergyA > EG3 CompressorA-compressor a | EG3 Compressor | Driver Power | kW | CV |  |  |  |  | Electricity | 0.08 |  | EG3.EG3.COMP-101 | in-service
United > Specific Energy Consumers > EG3 > EG3 [EG3]A > Electric EnergyA > EG3 CompressorA-compressor a | EG3 Compressor | Suction Flow | Nm3/h | CV | [7 empty] | EG3.EG3.COMP-101 | in-service
United > Specific Energy Consumers > EG3 > EG3 [EG3]A > Electric EnergyA > EG3 CompressorA-compressor a | EG3 Compressor | Suction Pressure | bar | CV | [7 empty] | EG3.EG3.COMP-101 | in-service
United > Specific Energy Consumers > EG3 > EG3 [EG3]A > Electric EnergyA > EG3 CompressorA-compressor a | EG3 Compressor | Discharge Pressure | bar | CV | [7 empty] | EG3.EG3.COMP-101 | in-service
United > Specific Energy Consumers > EG3 > EG3 [EG3]A > Electric EnergyA > EG3 CompressorA-compressor a | EG3 Compressor | Polytropic Efficiency | percent | PV | [7 empty] | EG3.EG3.COMP-101 | in-service
United > Specific Energy Consumers > EG3 > EG3 [EG3]A > Steam EnergyA > EG3 ReboilerA-reboiler a | EG3 Reboiler | Steam Flow | metric_ton/h | CV |  |  |  |  | Steam — MP | 18 |  | EG3.EG3.REB-101 | in-service
United > Specific Energy Consumers > EG3 > EG3 [EG3]A > Steam EnergyA > EG3 ReboilerA-reboiler a | EG3 Reboiler | Steam Pressure | bar | CV | [7 empty] | EG3.EG3.REB-101 | in-service
United > Specific Energy Consumers > EG3 > EG3 [EG3]A > Steam EnergyA > EG3 ReboilerA-reboiler a | EG3 Reboiler | Duty | MMkcal/h | CV | [7 empty] | EG3.EG3.REB-101 | in-service
United > Specific Energy Consumers > EG3 > EG3 [EG3]A > Steam EnergyA > EG3 ReboilerA-reboiler a | EG3 Reboiler | Column ID |  | CV | [7 empty] | EG3.EG3.REB-101 | in-service
United > Specific Energy Consumers > EG3 > EG3 [EG3]A > Steam EnergyA > EG3 ReboilerB-reboiler b | EG3 Reboiler | Steam Flow | metric_ton/h | CV |  |  |  |  | Steam — MP | 18 |  | EG3.EG3.REB-102 | in-service
United > Specific Energy Consumers > EG3 > EG3 [EG3]A > Steam EnergyA > EG3 ReboilerB-reboiler b | EG3 Reboiler | Steam Pressure | bar | CV | [7 empty] | EG3.EG3.REB-102 | in-service
United > Specific Energy Consumers > EG3 > EG3 [EG3]A > Steam EnergyA > EG3 ReboilerB-reboiler b | EG3 Reboiler | Duty | MMkcal/h | CV | [7 empty] | EG3.EG3.REB-102 | in-service
United > Specific Energy Consumers > EG3 > EG3 [EG3]A > Steam EnergyA > EG3 ReboilerB-reboiler b | EG3 Reboiler | Column ID |  | CV | [7 empty] | EG3.EG3.REB-102 | in-service
United > Specific Energy Consumers > EG3 > EG3 [EG3]A > Steam EnergyA > EG3 ReboilerC-reboiler c | EG3 Reboiler | Steam Flow | metric_ton/h | CV |  |  |  |  | Steam — MP | 18 |  | EG3.EG3.REB-103 | in-service
United > Specific Energy Consumers > EG3 > EG3 [EG3]A > Steam EnergyA > EG3 ReboilerC-reboiler c | EG3 Reboiler | Steam Pressure | bar | CV | [7 empty] | EG3.EG3.REB-103 | in-service
United > Specific Energy Consumers > EG3 > EG3 [EG3]A > Steam EnergyA > EG3 ReboilerC-reboiler c | EG3 Reboiler | Duty | MMkcal/h | CV | [7 empty] | EG3.EG3.REB-103 | in-service
United > Specific Energy Consumers > EG3 > EG3 [EG3]A > Steam EnergyA > EG3 ReboilerC-reboiler c | EG3 Reboiler | Column ID |  | CV | [7 empty] | EG3.EG3.REB-103 | in-service
United > Specific Energy Consumers > LAO > LAO [LAO]A > Fuel EnergyA > LAO Feed PreheaterA-feed preheater a | LAO Feed Preheater | Fuel Flow | Nm3/h | CV |  |  |  |  | Fuel Gas | 0.18 |  | LAO.LAO.FPH-101 | in-service
United > Specific Energy Consumers > LAO > LAO [LAO]A > Fuel EnergyA > LAO Feed PreheaterA-feed preheater a | LAO Feed Preheater | Duty | MMkcal/h | CV | [7 empty] | LAO.LAO.FPH-101 | in-service
United > Specific Energy Consumers > LAO > LAO [LAO]A > Fuel EnergyA > LAO Feed PreheaterA-feed preheater a | LAO Feed Preheater | Outlet Temperature | degC | CV | [7 empty] | LAO.LAO.FPH-101 | in-service
United > Specific Energy Consumers > LAO > LAO [LAO]A > Fuel EnergyA > LAO Feed PreheaterA-feed preheater a | LAO Feed Preheater | Efficiency | percent | PV | [7 empty] | LAO.LAO.FPH-101 | in-service
United > Specific Energy Consumers > Utility Unit > Utility Unit [UTI]A > Fuel EnergyA > UTI BoilerA-boiler a | UTI Boiler | Fuel Flow | Nm3/h | CV |  |  |  |  | Fuel Gas | 0.18 |  | UTIL.UTI.BLR-101 | in-service
United > Specific Energy Consumers > Utility Unit > Utility Unit [UTI]A > Fuel EnergyA > UTI BoilerA-boiler a | UTI Boiler | Steam Output | metric_ton/h | CV |  |  |  |  | Steam — HP | 22 |  | UTIL.UTI.BLR-101 | in-service
United > Specific Energy Consumers > Utility Unit > Utility Unit [UTI]A > Fuel EnergyA > UTI BoilerA-boiler a | UTI Boiler | Boiler Efficiency | percent | PV | [7 empty] | UTIL.UTI.BLR-101 | in-service
United > Specific Energy Consumers > Utility Unit > Utility Unit [UTI]A > Fuel EnergyA > UTI BoilerA-boiler a | UTI Boiler | Excess O2 | percent | CV | [7 empty] | UTIL.UTI.BLR-101 | in-service
United > Specific Energy Consumers > Utility Unit > Utility Unit [UTI]A > Fuel EnergyA > UTI BoilerB-boiler b | UTI Boiler | Fuel Flow | Nm3/h | CV |  |  |  |  | Fuel Gas | 0.18 |  | UTIL.UTI.BLR-102 | in-service
United > Specific Energy Consumers > Utility Unit > Utility Unit [UTI]A > Fuel EnergyA > UTI BoilerB-boiler b | UTI Boiler | Steam Output | metric_ton/h | CV |  |  |  |  | Steam — HP | 22 |  | UTIL.UTI.BLR-102 | in-service
United > Specific Energy Consumers > Utility Unit > Utility Unit [UTI]A > Fuel EnergyA > UTI BoilerB-boiler b | UTI Boiler | Boiler Efficiency | percent | PV | [7 empty] | UTIL.UTI.BLR-102 | in-service
United > Specific Energy Consumers > Utility Unit > Utility Unit [UTI]A > Fuel EnergyA > UTI BoilerB-boiler b | UTI Boiler | Excess O2 | percent | CV | [7 empty] | UTIL.UTI.BLR-102 | in-service
United > Specific Energy Consumers > Utility Unit > Utility Unit [UTI]A > Fuel EnergyA > UTI BoilerC-boiler c | UTI Boiler | Fuel Flow | Nm3/h | CV |  |  |  |  | Fuel Gas | 0.18 |  | UTIL.UTI.BLR-103 | in-service
United > Specific Energy Consumers > Utility Unit > Utility Unit [UTI]A > Fuel EnergyA > UTI BoilerC-boiler c | UTI Boiler | Steam Output | metric_ton/h | CV |  |  |  |  | Steam — HP | 22 |  | UTIL.UTI.BLR-103 | in-service
United > Specific Energy Consumers > Utility Unit > Utility Unit [UTI]A > Fuel EnergyA > UTI BoilerC-boiler c | UTI Boiler | Boiler Efficiency | percent | PV | [7 empty] | UTIL.UTI.BLR-103 | in-service
United > Specific Energy Consumers > Utility Unit > Utility Unit [UTI]A > Fuel EnergyA > UTI BoilerC-boiler c | UTI Boiler | Excess O2 | percent | CV | [7 empty] | UTIL.UTI.BLR-103 | in-service
United > Specific Energy Consumers > Utility Unit > Utility Unit [UTI]A > Fuel EnergyA > UTI BoilerD-boiler d | UTI Boiler | Fuel Flow | Nm3/h | CV |  |  |  |  | Fuel Gas | 0.18 |  | UTIL.UTI.BLR-104 | in-service
United > Specific Energy Consumers > Utility Unit > Utility Unit [UTI]A > Fuel EnergyA > UTI BoilerD-boiler d | UTI Boiler | Steam Output | metric_ton/h | CV |  |  |  |  | Steam — HP | 22 |  | UTIL.UTI.BLR-104 | in-service
United > Specific Energy Consumers > Utility Unit > Utility Unit [UTI]A > Fuel EnergyA > UTI BoilerD-boiler d | UTI Boiler | Boiler Efficiency | percent | PV | [7 empty] | UTIL.UTI.BLR-104 | in-service
United > Specific Energy Consumers > Utility Unit > Utility Unit [UTI]A > Fuel EnergyA > UTI BoilerD-boiler d | UTI Boiler | Excess O2 | percent | CV | [7 empty] | UTIL.UTI.BLR-104 | in-service
United > Specific Energy Consumers > Utility Unit > Utility Unit [UTI]A > Fuel EnergyA > UTI BoilerE-boiler e | UTI Boiler | Fuel Flow | Nm3/h | CV |  |  |  |  | Fuel Gas | 0.18 |  | UTIL.UTI.BLR-105 | in-service
United > Specific Energy Consumers > Utility Unit > Utility Unit [UTI]A > Fuel EnergyA > UTI BoilerE-boiler e | UTI Boiler | Steam Output | metric_ton/h | CV |  |  |  |  | Steam — HP | 22 |  | UTIL.UTI.BLR-105 | in-service
United > Specific Energy Consumers > Utility Unit > Utility Unit [UTI]A > Fuel EnergyA > UTI BoilerE-boiler e | UTI Boiler | Boiler Efficiency | percent | PV | [7 empty] | UTIL.UTI.BLR-105 | in-service
United > Specific Energy Consumers > Utility Unit > Utility Unit [UTI]A > Fuel EnergyA > UTI BoilerE-boiler e | UTI Boiler | Excess O2 | percent | CV | [7 empty] | UTIL.UTI.BLR-105 | in-service
United > Specific Energy Consumers > Utility Unit > Utility Unit [UTI]A > Electric EnergyA > UTI PumpA-pump a | UTI Pump | Driver Power | kW | CV |  |  |  |  | Electricity | 0.08 |  | UTIL.UTI.PMP-101 | in-service
United > Specific Energy Consumers > Utility Unit > Utility Unit [UTI]A > Electric EnergyA > UTI PumpA-pump a | UTI Pump | Flow | m3/h | CV | [7 empty] | UTIL.UTI.PMP-101 | in-service
United > Specific Energy Consumers > Utility Unit > Utility Unit [UTI]A > Electric EnergyA > UTI PumpA-pump a | UTI Pump | Differential Head | m | CV | [7 empty] | UTIL.UTI.PMP-101 | in-service
United > Specific Energy Consumers > Utility Unit > Utility Unit [UTI]A > Electric EnergyA > UTI PumpA-pump a | UTI Pump | Efficiency | percent | PV | [7 empty] | UTIL.UTI.PMP-101 | in-service
United > Specific Energy Consumers > Utility Unit > Utility Unit [UTI]A > Electric EnergyA > UTI PumpB-pump b | UTI Pump | Driver Power | kW | CV |  |  |  |  | Electricity | 0.08 |  | UTIL.UTI.PMP-102 | in-service
United > Specific Energy Consumers > Utility Unit > Utility Unit [UTI]A > Electric EnergyA > UTI PumpB-pump b | UTI Pump | Flow | m3/h | CV | [7 empty] | UTIL.UTI.PMP-102 | in-service
United > Specific Energy Consumers > Utility Unit > Utility Unit [UTI]A > Electric EnergyA > UTI PumpB-pump b | UTI Pump | Differential Head | m | CV | [7 empty] | UTIL.UTI.PMP-102 | in-service
United > Specific Energy Consumers > Utility Unit > Utility Unit [UTI]A > Electric EnergyA > UTI PumpB-pump b | UTI Pump | Efficiency | percent | PV | [7 empty] | UTIL.UTI.PMP-102 | in-service
United > Specific Energy Consumers > Utility Unit > Utility Unit [UTI]A > Electric EnergyA > UTI PumpC-pump c | UTI Pump | Driver Power | kW | CV |  |  |  |  | Electricity | 0.08 |  | UTIL.UTI.PMP-103 | in-service
United > Specific Energy Consumers > Utility Unit > Utility Unit [UTI]A > Electric EnergyA > UTI PumpC-pump c | UTI Pump | Flow | m3/h | CV | [7 empty] | UTIL.UTI.PMP-103 | in-service
United > Specific Energy Consumers > Utility Unit > Utility Unit [UTI]A > Electric EnergyA > UTI PumpC-pump c | UTI Pump | Differential Head | m | CV | [7 empty] | UTIL.UTI.PMP-103 | in-service
United > Specific Energy Consumers > Utility Unit > Utility Unit [UTI]A > Electric EnergyA > UTI PumpC-pump c | UTI Pump | Efficiency | percent | PV | [7 empty] | UTIL.UTI.PMP-103 | in-service
United > Specific Energy Consumers > Utility Unit > Utility Unit [UTI]A > Electric EnergyA > UTI PumpD-pump d | UTI Pump | Driver Power | kW | CV |  |  |  |  | Electricity | 0.08 |  | UTIL.UTI.PMP-104 | in-service
United > Specific Energy Consumers > Utility Unit > Utility Unit [UTI]A > Electric EnergyA > UTI PumpD-pump d | UTI Pump | Flow | m3/h | CV | [7 empty] | UTIL.UTI.PMP-104 | in-service
United > Specific Energy Consumers > Utility Unit > Utility Unit [UTI]A > Electric EnergyA > UTI PumpD-pump d | UTI Pump | Differential Head | m | CV | [7 empty] | UTIL.UTI.PMP-104 | in-service
United > Specific Energy Consumers > Utility Unit > Utility Unit [UTI]A > Electric EnergyA > UTI PumpD-pump d | UTI Pump | Efficiency | percent | PV | [7 empty] | UTIL.UTI.PMP-104 | in-service
United > Specific Energy Consumers > Utility Unit > Utility Unit [UTI]A > Electric EnergyA > UTI CompressorA-compressor a | UTI Compressor | Driver Power | kW | CV |  |  |  |  | Electricity | 0.08 |  | UTIL.UTI.COMP-101 | in-service
United > Specific Energy Consumers > Utility Unit > Utility Unit [UTI]A > Electric EnergyA > UTI CompressorA-compressor a | UTI Compressor | Suction Flow | Nm3/h | CV | [7 empty] | UTIL.UTI.COMP-101 | in-service
United > Specific Energy Consumers > Utility Unit > Utility Unit [UTI]A > Electric EnergyA > UTI CompressorA-compressor a | UTI Compressor | Suction Pressure | bar | CV | [7 empty] | UTIL.UTI.COMP-101 | in-service
United > Specific Energy Consumers > Utility Unit > Utility Unit [UTI]A > Electric EnergyA > UTI CompressorA-compressor a | UTI Compressor | Discharge Pressure | bar | CV | [7 empty] | UTIL.UTI.COMP-101 | in-service
United > Specific Energy Consumers > Utility Unit > Utility Unit [UTI]A > Electric EnergyA > UTI CompressorA-compressor a | UTI Compressor | Polytropic Efficiency | percent | PV | [7 empty] | UTIL.UTI.COMP-101 | in-service
United > Specific Energy Consumers > Utility Unit > Utility Unit [UTI]A > Electric EnergyA > UTI CompressorB-compressor b | UTI Compressor | Driver Power | kW | CV |  |  |  |  | Electricity | 0.08 |  | UTIL.UTI.COMP-102 | in-service
United > Specific Energy Consumers > Utility Unit > Utility Unit [UTI]A > Electric EnergyA > UTI CompressorB-compressor b | UTI Compressor | Suction Flow | Nm3/h | CV | [7 empty] | UTIL.UTI.COMP-102 | in-service
United > Specific Energy Consumers > Utility Unit > Utility Unit [UTI]A > Electric EnergyA > UTI CompressorB-compressor b | UTI Compressor | Suction Pressure | bar | CV | [7 empty] | UTIL.UTI.COMP-102 | in-service
United > Specific Energy Consumers > Utility Unit > Utility Unit [UTI]A > Electric EnergyA > UTI CompressorB-compressor b | UTI Compressor | Discharge Pressure | bar | CV | [7 empty] | UTIL.UTI.COMP-102 | in-service
United > Specific Energy Consumers > Utility Unit > Utility Unit [UTI]A > Electric EnergyA > UTI CompressorB-compressor b | UTI Compressor | Polytropic Efficiency | percent | PV | [7 empty] | UTIL.UTI.COMP-102 | in-service
United > Specific Energy Consumers > Utility Unit > Utility Unit [UTI]A > Steam EnergyA > UTI TurbineA-turbine a | UTI Turbine | Inlet Steam Flow | metric_ton/h | CV |  |  |  |  | Steam — MP | 18 |  | UTIL.UTI.TBN-101 | in-service
United > Specific Energy Consumers > Utility Unit > Utility Unit [UTI]A > Steam EnergyA > UTI TurbineA-turbine a | UTI Turbine | Inlet Pressure | bar | CV | [7 empty] | UTIL.UTI.TBN-101 | in-service
United > Specific Energy Consumers > Utility Unit > Utility Unit [UTI]A > Steam EnergyA > UTI TurbineA-turbine a | UTI Turbine | Outlet Pressure | bar | CV | [7 empty] | UTIL.UTI.TBN-101 | in-service
United > Specific Energy Consumers > Utility Unit > Utility Unit [UTI]A > Steam EnergyA > UTI TurbineA-turbine a | UTI Turbine | Shaft Power | kW | CV |  |  |  |  | Electricity | 0.08 |  | UTIL.UTI.TBN-101 | in-service
United > Specific Energy Consumers > Utility Unit > Utility Unit [UTI]A > Steam EnergyA > UTI TurbineA-turbine a | UTI Turbine | Isentropic Efficiency | percent | PV | [7 empty] | UTIL.UTI.TBN-101 | in-service
United > Specific Energy Consumers > Utility Unit > Utility Unit [UTI]A > Steam EnergyA > UTI TurbineB-turbine b | UTI Turbine | Inlet Steam Flow | metric_ton/h | CV |  |  |  |  | Steam — MP | 18 |  | UTIL.UTI.TBN-102 | in-service
United > Specific Energy Consumers > Utility Unit > Utility Unit [UTI]A > Steam EnergyA > UTI TurbineB-turbine b | UTI Turbine | Inlet Pressure | bar | CV | [7 empty] | UTIL.UTI.TBN-102 | in-service
United > Specific Energy Consumers > Utility Unit > Utility Unit [UTI]A > Steam EnergyA > UTI TurbineB-turbine b | UTI Turbine | Outlet Pressure | bar | CV | [7 empty] | UTIL.UTI.TBN-102 | in-service
United > Specific Energy Consumers > Utility Unit > Utility Unit [UTI]A > Steam EnergyA > UTI TurbineB-turbine b | UTI Turbine | Shaft Power | kW | CV |  |  |  |  | Electricity | 0.08 |  | UTIL.UTI.TBN-102 | in-service
United > Specific Energy Consumers > Utility Unit > Utility Unit [UTI]A > Steam EnergyA > UTI TurbineB-turbine b | UTI Turbine | Isentropic Efficiency | percent | PV | [7 empty] | UTIL.UTI.TBN-102 | in-service
United > Specific Energy Consumers > Utility Unit > Utility Unit [UTI]A > Steam EnergyA > UTI TurbineC-turbine c | UTI Turbine | Inlet Steam Flow | metric_ton/h | CV |  |  |  |  | Steam — MP | 18 |  | UTIL.UTI.TBN-103 | in-service
United > Specific Energy Consumers > Utility Unit > Utility Unit [UTI]A > Steam EnergyA > UTI TurbineC-turbine c | UTI Turbine | Inlet Pressure | bar | CV | [7 empty] | UTIL.UTI.TBN-103 | in-service
United > Specific Energy Consumers > Utility Unit > Utility Unit [UTI]A > Steam EnergyA > UTI TurbineC-turbine c | UTI Turbine | Outlet Pressure | bar | CV | [7 empty] | UTIL.UTI.TBN-103 | in-service
United > Specific Energy Consumers > Utility Unit > Utility Unit [UTI]A > Steam EnergyA > UTI TurbineC-turbine c | UTI Turbine | Shaft Power | kW | CV |  |  |  |  | Electricity | 0.08 |  | UTIL.UTI.TBN-103 | in-service
United > Specific Energy Consumers > Utility Unit > Utility Unit [UTI]A > Steam EnergyA > UTI TurbineC-turbine c | UTI Turbine | Isentropic Efficiency | percent | PV | [7 empty] | UTIL.UTI.TBN-103 | in-service
United > Specific Energy Consumers > Utility Unit > Utility Unit [UTI]A > Steam EnergyA > UTI TurbineD-turbine d | UTI Turbine | Inlet Steam Flow | metric_ton/h | CV |  |  |  |  | Steam — MP | 18 |  | UTIL.UTI.TBN-104 | in-service
United > Specific Energy Consumers > Utility Unit > Utility Unit [UTI]A > Steam EnergyA > UTI TurbineD-turbine d | UTI Turbine | Inlet Pressure | bar | CV | [7 empty] | UTIL.UTI.TBN-104 | in-service
United > Specific Energy Consumers > Utility Unit > Utility Unit [UTI]A > Steam EnergyA > UTI TurbineD-turbine d | UTI Turbine | Outlet Pressure | bar | CV | [7 empty] | UTIL.UTI.TBN-104 | in-service
United > Specific Energy Consumers > Utility Unit > Utility Unit [UTI]A > Steam EnergyA > UTI TurbineD-turbine d | UTI Turbine | Shaft Power | kW | CV |  |  |  |  | Electricity | 0.08 |  | UTIL.UTI.TBN-104 | in-service
United > Specific Energy Consumers > Utility Unit > Utility Unit [UTI]A > Steam EnergyA > UTI TurbineD-turbine d | UTI Turbine | Isentropic Efficiency | percent | PV | [7 empty] | UTIL.UTI.TBN-104 | in-service
United > Specific Energy Consumers > Utility Unit > Utility Unit [UTI]A > Steam EnergyA > UTI TurbineE-turbine e | UTI Turbine | Inlet Steam Flow | metric_ton/h | CV |  |  |  |  | Steam — MP | 18 |  | UTIL.UTI.TBN-105 | in-service
United > Specific Energy Consumers > Utility Unit > Utility Unit [UTI]A > Steam EnergyA > UTI TurbineE-turbine e | UTI Turbine | Inlet Pressure | bar | CV | [7 empty] | UTIL.UTI.TBN-105 | in-service
United > Specific Energy Consumers > Utility Unit > Utility Unit [UTI]A > Steam EnergyA > UTI TurbineE-turbine e | UTI Turbine | Outlet Pressure | bar | CV | [7 empty] | UTIL.UTI.TBN-105 | in-service
United > Specific Energy Consumers > Utility Unit > Utility Unit [UTI]A > Steam EnergyA > UTI TurbineE-turbine e | UTI Turbine | Shaft Power | kW | CV |  |  |  |  | Electricity | 0.08 |  | UTIL.UTI.TBN-105 | in-service
United > Specific Energy Consumers > Utility Unit > Utility Unit [UTI]A > Steam EnergyA > UTI TurbineE-turbine e | UTI Turbine | Isentropic Efficiency | percent | PV | [7 empty] | UTIL.UTI.TBN-105 | in-service
United > Specific Energy Consumers > Utility Unit > Utility Unit [UTI]A > Steam EnergyA > UTI TurbineF-turbine f | UTI Turbine | Inlet Steam Flow | metric_ton/h | CV |  |  |  |  | Steam — MP | 18 |  | UTIL.UTI.TBN-106 | in-service
United > Specific Energy Consumers > Utility Unit > Utility Unit [UTI]A > Steam EnergyA > UTI TurbineF-turbine f | UTI Turbine | Inlet Pressure | bar | CV | [7 empty] | UTIL.UTI.TBN-106 | in-service
United > Specific Energy Consumers > Utility Unit > Utility Unit [UTI]A > Steam EnergyA > UTI TurbineF-turbine f | UTI Turbine | Outlet Pressure | bar | CV | [7 empty] | UTIL.UTI.TBN-106 | in-service
United > Specific Energy Consumers > Utility Unit > Utility Unit [UTI]A > Steam EnergyA > UTI TurbineF-turbine f | UTI Turbine | Shaft Power | kW | CV |  |  |  |  | Electricity | 0.08 |  | UTIL.UTI.TBN-106 | in-service
United > Specific Energy Consumers > Utility Unit > Utility Unit [UTI]A > Steam EnergyA > UTI TurbineF-turbine f | UTI Turbine | Isentropic Efficiency | percent | PV | [7 empty] | UTIL.UTI.TBN-106 | in-service
United > Specific Energy Consumers > Utility Unit > Utility Unit [UTI]A > Steam EnergyA > UTI TurbineG-turbine g | UTI Turbine | Inlet Steam Flow | metric_ton/h | CV |  |  |  |  | Steam — MP | 18 |  | UTIL.UTI.TBN-107 | in-service
United > Specific Energy Consumers > Utility Unit > Utility Unit [UTI]A > Steam EnergyA > UTI TurbineG-turbine g | UTI Turbine | Inlet Pressure | bar | CV | [7 empty] | UTIL.UTI.TBN-107 | in-service
United > Specific Energy Consumers > Utility Unit > Utility Unit [UTI]A > Steam EnergyA > UTI TurbineG-turbine g | UTI Turbine | Outlet Pressure | bar | CV | [7 empty] | UTIL.UTI.TBN-107 | in-service
United > Specific Energy Consumers > Utility Unit > Utility Unit [UTI]A > Steam EnergyA > UTI TurbineG-turbine g | UTI Turbine | Shaft Power | kW | CV |  |  |  |  | Electricity | 0.08 |  | UTIL.UTI.TBN-107 | in-service
United > Specific Energy Consumers > Utility Unit > Utility Unit [UTI]A > Steam EnergyA > UTI TurbineG-turbine g | UTI Turbine | Isentropic Efficiency | percent | PV | [7 empty] | UTIL.UTI.TBN-107 | in-service
United > Specific Energy Consumers > Utility Unit > Utility Unit [UTI]A > Steam EnergyA > UTI TurbineH-turbine h | UTI Turbine | Inlet Steam Flow | metric_ton/h | CV |  |  |  |  | Steam — MP | 18 |  | UTIL.UTI.TBN-108 | in-service
United > Specific Energy Consumers > Utility Unit > Utility Unit [UTI]A > Steam EnergyA > UTI TurbineH-turbine h | UTI Turbine | Inlet Pressure | bar | CV | [7 empty] | UTIL.UTI.TBN-108 | in-service
United > Specific Energy Consumers > Utility Unit > Utility Unit [UTI]A > Steam EnergyA > UTI TurbineH-turbine h | UTI Turbine | Outlet Pressure | bar | CV | [7 empty] | UTIL.UTI.TBN-108 | in-service
United > Specific Energy Consumers > Utility Unit > Utility Unit [UTI]A > Steam EnergyA > UTI TurbineH-turbine h | UTI Turbine | Shaft Power | kW | CV |  |  |  |  | Electricity | 0.08 |  | UTIL.UTI.TBN-108 | in-service
United > Specific Energy Consumers > Utility Unit > Utility Unit [UTI]A > Steam EnergyA > UTI TurbineH-turbine h | UTI Turbine | Isentropic Efficiency | percent | PV | [7 empty] | UTIL.UTI.TBN-108 | in-service
United > Specific Energy Consumers > Utility Unit > Utility Unit [UTI]A > Steam EnergyA > UTI TurbineI-turbine i | UTI Turbine | Inlet Steam Flow | metric_ton/h | CV |  |  |  |  | Steam — MP | 18 |  | UTIL.UTI.TBN-109 | in-service
United > Specific Energy Consumers > Utility Unit > Utility Unit [UTI]A > Steam EnergyA > UTI TurbineI-turbine i | UTI Turbine | Inlet Pressure | bar | CV | [7 empty] | UTIL.UTI.TBN-109 | in-service
United > Specific Energy Consumers > Utility Unit > Utility Unit [UTI]A > Steam EnergyA > UTI TurbineI-turbine i | UTI Turbine | Outlet Pressure | bar | CV | [7 empty] | UTIL.UTI.TBN-109 | in-service
United > Specific Energy Consumers > Utility Unit > Utility Unit [UTI]A > Steam EnergyA > UTI TurbineI-turbine i | UTI Turbine | Shaft Power | kW | CV |  |  |  |  | Electricity | 0.08 |  | UTIL.UTI.TBN-109 | in-service
United > Specific Energy Consumers > Utility Unit > Utility Unit [UTI]A > Steam EnergyA > UTI TurbineI-turbine i | UTI Turbine | Isentropic Efficiency | percent | PV | [7 empty] | UTIL.UTI.TBN-109 | in-service
United > Specific Energy Consumers > Utility Unit > Utility Unit [UTI]A > Steam EnergyA > UTI TurbineJ-turbine j | UTI Turbine | Inlet Steam Flow | metric_ton/h | CV |  |  |  |  | Steam — MP | 18 |  | UTIL.UTI.TBN-110 | in-service
United > Specific Energy Consumers > Utility Unit > Utility Unit [UTI]A > Steam EnergyA > UTI TurbineJ-turbine j | UTI Turbine | Inlet Pressure | bar | CV | [7 empty] | UTIL.UTI.TBN-110 | in-service
United > Specific Energy Consumers > Utility Unit > Utility Unit [UTI]A > Steam EnergyA > UTI TurbineJ-turbine j | UTI Turbine | Outlet Pressure | bar | CV | [7 empty] | UTIL.UTI.TBN-110 | in-service
United > Specific Energy Consumers > Utility Unit > Utility Unit [UTI]A > Steam EnergyA > UTI TurbineJ-turbine j | UTI Turbine | Shaft Power | kW | CV |  |  |  |  | Electricity | 0.08 |  | UTIL.UTI.TBN-110 | in-service
United > Specific Energy Consumers > Utility Unit > Utility Unit [UTI]A > Steam EnergyA > UTI TurbineJ-turbine j | UTI Turbine | Isentropic Efficiency | percent | PV | [7 empty] | UTIL.UTI.TBN-110 | in-service
United > Specific Energy Consumers > Utility Unit > Utility Unit [UTI]A > Steam EnergyA > UTI Live Steam InjectionA-live steam injection a | UTI Live Steam Injection | Steam Flow | metric_ton/h | CV |  |  |  |  | Steam — MP | 18 |  | UTIL.UTI.LSI-101 | in-service
United > Specific Energy Consumers > Utility Unit > Utility Unit [UTI]A > Steam EnergyA > UTI Live Steam InjectionA-live steam injection a | UTI Live Steam Injection | Steam Pressure | bar | CV | [7 empty] | UTIL.UTI.LSI-101 | in-service
United > Specific Energy Consumers > Utility Unit > Utility Unit [UTI]A > Steam EnergyA > UTI Live Steam InjectionA-live steam injection a | UTI Live Steam Injection | Steam Temperature | degC | CV | [7 empty] | UTIL.UTI.LSI-101 | in-service
United > Specific Energy Consumers > Utility Unit > Utility Unit [UTI]A > Steam EnergyA > UTI Live Steam InjectionA-live steam injection a | UTI Live Steam Injection | Column ID |  | CV | [7 empty] | UTIL.UTI.LSI-101 | in-service
United > Specific Energy Consumers > Utility Unit > Utility Unit [UTI]A > Steam EnergyA > UTI Live Steam InjectionB-live steam injection b | UTI Live Steam Injection | Steam Flow | metric_ton/h | CV |  |  |  |  | Steam — MP | 18 |  | UTIL.UTI.LSI-102 | in-service
United > Specific Energy Consumers > Utility Unit > Utility Unit [UTI]A > Steam EnergyA > UTI Live Steam InjectionB-live steam injection b | UTI Live Steam Injection | Steam Pressure | bar | CV | [7 empty] | UTIL.UTI.LSI-102 | in-service
United > Specific Energy Consumers > Utility Unit > Utility Unit [UTI]A > Steam EnergyA > UTI Live Steam InjectionB-live steam injection b | UTI Live Steam Injection | Steam Temperature | degC | CV | [7 empty] | UTIL.UTI.LSI-102 | in-service
United > Specific Energy Consumers > Utility Unit > Utility Unit [UTI]A > Steam EnergyA > UTI Live Steam InjectionB-live steam injection b | UTI Live Steam Injection | Column ID |  | CV | [7 empty] | UTIL.UTI.LSI-102 | in-service
United > Specific Energy Consumers > CO2 > CO2 [CO2]A > Electric EnergyA > CO2 CompressorA-compressor a | CO2 Compressor | Driver Power | kW | CV |  |  |  |  | Electricity | 0.08 |  | CO2.CO2.COMP-101 | in-service
United > Specific Energy Consumers > CO2 > CO2 [CO2]A > Electric EnergyA > CO2 CompressorA-compressor a | CO2 Compressor | Suction Flow | Nm3/h | CV | [7 empty] | CO2.CO2.COMP-101 | in-service
United > Specific Energy Consumers > CO2 > CO2 [CO2]A > Electric EnergyA > CO2 CompressorA-compressor a | CO2 Compressor | Suction Pressure | bar | CV | [7 empty] | CO2.CO2.COMP-101 | in-service
United > Specific Energy Consumers > CO2 > CO2 [CO2]A > Electric EnergyA > CO2 CompressorA-compressor a | CO2 Compressor | Discharge Pressure | bar | CV | [7 empty] | CO2.CO2.COMP-101 | in-service
United > Specific Energy Consumers > CO2 > CO2 [CO2]A > Electric EnergyA > CO2 CompressorA-compressor a | CO2 Compressor | Polytropic Efficiency | percent | PV | [7 empty] | CO2.CO2.COMP-101 | in-service
United > Specific Energy Consumers > CO2 > CO2 [CO2]A > Electric EnergyA > CO2 CompressorB-compressor b | CO2 Compressor | Driver Power | kW | CV |  |  |  |  | Electricity | 0.08 |  | CO2.CO2.COMP-102 | in-service
United > Specific Energy Consumers > CO2 > CO2 [CO2]A > Electric EnergyA > CO2 CompressorB-compressor b | CO2 Compressor | Suction Flow | Nm3/h | CV | [7 empty] | CO2.CO2.COMP-102 | in-service
United > Specific Energy Consumers > CO2 > CO2 [CO2]A > Electric EnergyA > CO2 CompressorB-compressor b | CO2 Compressor | Suction Pressure | bar | CV | [7 empty] | CO2.CO2.COMP-102 | in-service
United > Specific Energy Consumers > CO2 > CO2 [CO2]A > Electric EnergyA > CO2 CompressorB-compressor b | CO2 Compressor | Discharge Pressure | bar | CV | [7 empty] | CO2.CO2.COMP-102 | in-service
United > Specific Energy Consumers > CO2 > CO2 [CO2]A > Electric EnergyA > CO2 CompressorB-compressor b | CO2 Compressor | Polytropic Efficiency | percent | PV | [7 empty] | CO2.CO2.COMP-102 | in-service

## Steam Network Attrs
⚠ Do NOT edit columns A–E. Fill in F (UOM), G (PI Sensors), H (flag_sip: 1=enable, 0=disable per sensor), I (SIP Min %), J (SIP Max %), K (Formula), L (Default Value). SIP Min/Max only apply when flag_sip=1.
Element ID (key) | Attribute ID (key) | Element Path | Element Type | Attribute Name | UOM | PI Sensors (comma-separated) | flag_sip (per sensor, 1=on, 0=off) | SIP Min % (per sensor, comma-sep, blank=−5%) | SIP Max % (per sensor, comma-sep, blank=+5%) | Formula | Default Value
k_1d3gdfm | k_o6jlrd | United | System | Ambient Temperature | degC | UN.UO.86XI6024.PV
k_1d3gdfm | k_1qgaa4g | United | System | Ambient Pressure | bar | UN.UO.86XI6025.PV
k_1d3gdfm | k_1nlc1f4 | United | System | Relative Humidity | percent
k_1d3gdfm | k_cyok96 | United | System | Annual Operating Hours | h/yr
k_1d3gdfm | k_6m5i7l | United | System | Electricity Cost | USD/kWh
k_1d3gdfm | k_1l97ahl | United | System | Fuel Gas Cost | USD/Nm3
k_1d3gdfm | k_u3oftu | United | System | Steam Cost — VHP | USD/metric_ton
k_1d3gdfm | k_1iq1m9g | United | System | Steam Cost — HP | USD/metric_ton
k_1d3gdfm | k_1iq1m35 | United | System | Steam Cost — MP | USD/metric_ton
k_1d3gdfm | k_1iq1m5s | United | System | Steam Cost — LP | USD/metric_ton
k_1d3gdfm | k_1658ih8 | United | System | Cooling Water Cost | USD/m3
k_rxg7uh | k_o8zgiz | United > OLF | Plant | Plant ID | [6 empty] | p_olf
k_rxgg1b | k_uk6e65 | United > EG1 | Plant | Plant ID | [6 empty] | p_eg1
k_rxgg18 | k_uk47xa | United > EG2 | Plant | Plant ID | [6 empty] | p_eg2
k_rxgg19 | k_uk1ym7 | United > EG3 | Plant | Plant ID | [6 empty] | p_mpcfe4jup0dv
k_rxg526 | k_m3pvl8 | United > LAO | Plant | Plant ID | [6 empty] | p_mpcfe92o93i3
k_1x0zs9a | k_jwxwdn | United > Steam Network > Utility Block [UB]A > Steam Distribution (Headers/PRDS)A > UB VHP Steam Header (100-110 KG/CM2A)A-steam header a | UB VHP Steam Header (100-110 KG/CM2A) | Header Pressure | KG/CM2A | UN.ETH.17PC7032.PV
k_1x0zs9a | k_89yy02 | United > Steam Network > Utility Block [UB]A > Steam Distribution (Headers/PRDS)A > UB VHP Steam Header (100-110 KG/CM2A)A-steam header a | UB VHP Steam Header (100-110 KG/CM2A) | Header Temperature | degC | UN.ETH.12TI2107.PV
k_1x0zs9a | k_wbk4ws | United > Steam Network > Utility Block [UB]A > Steam Distribution (Headers/PRDS)A > UB VHP Steam Header (100-110 KG/CM2A)A-steam header a | UB VHP Steam Header (100-110 KG/CM2A) | Header Flow | metric_ton/h
k_1x0zs9a | k_8pxg3s | United > Steam Network > Utility Block [UB]A > Steam Distribution (Headers/PRDS)A > UB VHP Steam Header (100-110 KG/CM2A)A-steam header a | UB VHP Steam Header (100-110 KG/CM2A) | Superheat | degC
k_9ju2f7 | k_9qdfvq | United > Steam Network > Utility Block [UB]A > Steam Distribution (Headers/PRDS)A > UB HP-2 Steam Header (40-45 KG/CM2A)A-steam header a | UB HP-2 Steam Header (40-45 KG/CM2A) | Header Pressure | KG/CM2A | UN.UO.71PC1113.PV
k_9ju2f7 | k_ik63in | United > Steam Network > Utility Block [UB]A > Steam Distribution (Headers/PRDS)A > UB HP-2 Steam Header (40-45 KG/CM2A)A-steam header a | UB HP-2 Steam Header (40-45 KG/CM2A) | Header Temperature | degC | UN.UO.71TC1111.PV
k_9ju2f7 | k_h7phjl | United > Steam Network > Utility Block [UB]A > Steam Distribution (Headers/PRDS)A > UB HP-2 Steam Header (40-45 KG/CM2A)A-steam header a | UB HP-2 Steam Header (40-45 KG/CM2A) | Header Flow | metric_ton/h
k_9ju2f7 | k_rq1gud | United > Steam Network > Utility Block [UB]A > Steam Distribution (Headers/PRDS)A > UB HP-2 Steam Header (40-45 KG/CM2A)A-steam header a | UB HP-2 Steam Header (40-45 KG/CM2A) | Superheat | degC
k_1ewt668 | k_kos485 | United > Steam Network > Utility Block [UB]A > Steam Distribution (Headers/PRDS)A > UB HP-1 Steam Header (30-35 KG/CM2A)A-steam header a | UB HP-1 Steam Header (30-35 KG/CM2A) | Header Pressure | KG/CM2A
k_1ewt668 | k_57p8vg | United > Steam Network > Utility Block [UB]A > Steam Distribution (Headers/PRDS)A > UB HP-1 Steam Header (30-35 KG/CM2A)A-steam header a | UB HP-1 Steam Header (30-35 KG/CM2A) | Header Temperature | degC
k_1ewt668 | k_1s8ncia | United > Steam Network > Utility Block [UB]A > Steam Distribution (Headers/PRDS)A > UB HP-1 Steam Header (30-35 KG/CM2A)A-steam header a | UB HP-1 Steam Header (30-35 KG/CM2A) | Header Flow | metric_ton/h
k_1ewt668 | k_1j9s2yu | United > Steam Network > Utility Block [UB]A > Steam Distribution (Headers/PRDS)A > UB HP-1 Steam Header (30-35 KG/CM2A)A-steam header a | UB HP-1 Steam Header (30-35 KG/CM2A) | Superheat | degC
k_5ar1xi | k_8lox2b | United > Steam Network > Utility Block [UB]A > Steam Distribution (Headers/PRDS)A > UB MP-2 Steam Header (20-25 KG/CM2A)A-steam header a | UB MP-2 Steam Header (20-25 KG/CM2A) | Header Pressure | KG/CM2A | UN.UO.70PC0007A.PV
k_5ar1xi | k_cxgyga | United > Steam Network > Utility Block [UB]A > Steam Distribution (Headers/PRDS)A > UB MP-2 Steam Header (20-25 KG/CM2A)A-steam header a | UB MP-2 Steam Header (20-25 KG/CM2A) | Header Temperature | degC | UN.UO.70TC0005.PV
k_5ar1xi | k_1lb3504 | United > Steam Network > Utility Block [UB]A > Steam Distribution (Headers/PRDS)A > UB MP-2 Steam Header (20-25 KG/CM2A)A-steam header a | UB MP-2 Steam Header (20-25 KG/CM2A) | Header Flow | metric_ton/h
k_5ar1xi | k_1gj6tts | United > Steam Network > Utility Block [UB]A > Steam Distribution (Headers/PRDS)A > UB MP-2 Steam Header (20-25 KG/CM2A)A-steam header a | UB MP-2 Steam Header (20-25 KG/CM2A) | Superheat | degC
k_1n2ijwn | k_bu0y02 | United > Steam Network > Utility Block [UB]A > Steam Distribution (Headers/PRDS)A > UB MP-1 Steam Header (12-15 KG/CM2A)A-steam header a | UB MP-1 Steam Header (12-15 KG/CM2A) | Header Pressure | KG/CM2A
k_1n2ijwn | k_1hvqdl7 | United > Steam Network > Utility Block [UB]A > Steam Distribution (Headers/PRDS)A > UB MP-1 Steam Header (12-15 KG/CM2A)A-steam header a | UB MP-1 Steam Header (12-15 KG/CM2A) | Header Temperature | degC
k_1n2ijwn | k_lgc1at | United > Steam Network > Utility Block [UB]A > Steam Distribution (Headers/PRDS)A > UB MP-1 Steam Header (12-15 KG/CM2A)A-steam header a | UB MP-1 Steam Header (12-15 KG/CM2A) | Header Flow | metric_ton/h
k_1n2ijwn | k_11xw1s1 | United > Steam Network > Utility Block [UB]A > Steam Distribution (Headers/PRDS)A > UB MP-1 Steam Header (12-15 KG/CM2A)A-steam header a | UB MP-1 Steam Header (12-15 KG/CM2A) | Superheat | degC
k_17pri3n | k_1l9yb2e | United > Steam Network > Utility Block [UB]A > Steam Distribution (Headers/PRDS)A > UB LP-1 Steam Header (5-7 KG/CM2A)A-steam header a | UB LP-1 Steam Header (5-7 KG/CM2A) | Header Pressure | KG/CM2A | UN.UO.70PI0024A.PV
k_17pri3n | k_1art6r3 | United > Steam Network > Utility Block [UB]A > Steam Distribution (Headers/PRDS)A > UB LP-1 Steam Header (5-7 KG/CM2A)A-steam header a | UB LP-1 Steam Header (5-7 KG/CM2A) | Header Temperature | degC | UN.UO.70TI0006.PV
k_17pri3n | k_2p2ygh | United > Steam Network > Utility Block [UB]A > Steam Distribution (Headers/PRDS)A > UB LP-1 Steam Header (5-7 KG/CM2A)A-steam header a | UB LP-1 Steam Header (5-7 KG/CM2A) | Header Flow | metric_ton/h
k_ja7ftv | k_78z3t2 | United > Steam Network > Utility Block [UB]A > Steam Distribution (Headers/PRDS)A > UB LP-2 Steam Header (2-3 KG/CM2A)A-steam header a | UB LP-2 Steam Header (2-3 KG/CM2A) | Header Pressure | KG/CM2A
k_ja7ftv | k_cwkdtb | United > Steam Network > Utility Block [UB]A > Steam Distribution (Headers/PRDS)A > UB LP-2 Steam Header (2-3 KG/CM2A)A-steam header a | UB LP-2 Steam Header (2-3 KG/CM2A) | Header Temperature | degC
k_ja7ftv | k_1vi6ctt | United > Steam Network > Utility Block [UB]A > Steam Distribution (Headers/PRDS)A > UB LP-2 Steam Header (2-3 KG/CM2A)A-steam header a | UB LP-2 Steam Header (2-3 KG/CM2A) | Header Flow | metric_ton/h
k_14pxgfn | k_8c13vt | United > Steam Network > Utility Block [UB]A > Steam Distribution (Headers/PRDS)A > UB Condensate HeaderA-condensate header a | UB Condensate Header | Pressure | bar
k_14pxgfn | k_1c8nehs | United > Steam Network > Utility Block [UB]A > Steam Distribution (Headers/PRDS)A > UB Condensate HeaderA-condensate header a | UB Condensate Header | Temperature | degC
k_14pxgfn | k_17aq3dq | United > Steam Network > Utility Block [UB]A > Steam Distribution (Headers/PRDS)A > UB Condensate HeaderA-condensate header a | UB Condensate Header | Flow | metric_ton/h
k_14pxgfn | k_kxzt4j | United > Steam Network > Utility Block [UB]A > Steam Distribution (Headers/PRDS)A > UB Condensate HeaderA-condensate header a | UB Condensate Header | Conductivity | uS/cm
k_5gzr3 | k_1c90mlt | United > Steam Network > Utility Block [UB]A > Steam Generators & TurbinesA > UB HP-2 Fuel Fired BoilerA-fuel fired boiler a | UB HP-2 Fuel Fired Boiler | Steam Output | metric_ton/h | UN.UO.71FI1101.PV
k_5gzr3 | k_13kwje3 | United > Steam Network > Utility Block [UB]A > Steam Generators & TurbinesA > UB HP-2 Fuel Fired BoilerA-fuel fired boiler a | UB HP-2 Fuel Fired Boiler | Steam Pressure | bar | UN.UO.71PC1113.PV
k_5gzr3 | k_191z4bm | United > Steam Network > Utility Block [UB]A > Steam Generators & TurbinesA > UB HP-2 Fuel Fired BoilerA-fuel fired boiler a | UB HP-2 Fuel Fired Boiler | Steam Temperature | degC | UN.UO.71TC1111.PV
k_5gzr3 | k_w3bqug | United > Steam Network > Utility Block [UB]A > Steam Generators & TurbinesA > UB HP-2 Fuel Fired BoilerA-fuel fired boiler a | UB HP-2 Fuel Fired Boiler | Flue Gas O2 | mol% | UN.UO.71AC1104.PV
k_5gzr3 | k_w3bqug | United > Steam Network > Utility Block [UB]A > Steam Generators & TurbinesA > UB HP-2 Fuel Fired BoilerA-fuel fired boiler a | UB HP-2 Fuel Fired Boiler | Fuel Gas C1 | mol% | AR.AR5.DCS.Process.AI51211.PV
k_5gzr3 | k_w3bqug | United > Steam Network > Utility Block [UB]A > Steam Generators & TurbinesA > UB HP-2 Fuel Fired BoilerA-fuel fired boiler a | UB HP-2 Fuel Fired Boiler | Fuel Gas C2 | mol% | AR.AR5.DCS.Process.AI51212.PV
k_5gzr3 | k_w3bqug | United > Steam Network > Utility Block [UB]A > Steam Generators & TurbinesA > UB HP-2 Fuel Fired BoilerA-fuel fired boiler a | UB HP-2 Fuel Fired Boiler | Fuel Gas C3 | mol% | AR.AR5.DCS.Process.AI51213.PV
k_5gzr3 | k_w3bqug | United > Steam Network > Utility Block [UB]A > Steam Generators & TurbinesA > UB HP-2 Fuel Fired BoilerA-fuel fired boiler a | UB HP-2 Fuel Fired Boiler | Fuel Gas CO2 | mol% | AR.AR5.DCS.Process.AI51217.PV
k_5gzr3 | k_w3bqug | United > Steam Network > Utility Block [UB]A > Steam Generators & TurbinesA > UB HP-2 Fuel Fired BoilerA-fuel fired boiler a | UB HP-2 Fuel Fired Boiler | Fuel Gas Flow | metric_ton/h | UN.UO.71FC1104.PV
k_5gzr3 | k_w3bqug | United > Steam Network > Utility Block [UB]A > Steam Generators & TurbinesA > UB HP-2 Fuel Fired BoilerA-fuel fired boiler a | UB HP-2 Fuel Fired Boiler | Fuel Gas iC4 | mol% | AR.AR5.DCS.Process.AI51215.PV
k_5gzr3 | k_w3bqug | United > Steam Network > Utility Block [UB]A > Steam Generators & TurbinesA > UB HP-2 Fuel Fired BoilerA-fuel fired boiler a | UB HP-2 Fuel Fired Boiler | Fuel Gas iC5 | mol% | AR.AR5.DCS.Process.AI512111.PV
k_5gzr3 | k_w3bqug | United > Steam Network > Utility Block [UB]A > Steam Generators & TurbinesA > UB HP-2 Fuel Fired BoilerA-fuel fired boiler a | UB HP-2 Fuel Fired Boiler | Fuel Gas N2 | mol% | AR.AR5.DCS.Process.AI51219.PV
k_5gzr3 | k_w3bqug | United > Steam Network > Utility Block [UB]A > Steam Generators & TurbinesA > UB HP-2 Fuel Fired BoilerA-fuel fired boiler a | UB HP-2 Fuel Fired Boiler | Fuel Gas nC4 | mol% | AR.AR5.DCS.Process.AI51214.PV
k_5gzr3 | k_w3bqug | United > Steam Network > Utility Block [UB]A > Steam Generators & TurbinesA > UB HP-2 Fuel Fired BoilerA-fuel fired boiler a | UB HP-2 Fuel Fired Boiler | Fuel Gas nC5 | mol% | AR.AR5.DCS.Process.AI512110.PV
k_5gzr3 | k_7xx7go | United > Steam Network > Utility Block [UB]A > Steam Generators & TurbinesA > UB HP-2 Fuel Fired BoilerA-fuel fired boiler a | UB HP-2 Fuel Fired Boiler | Boiler Efficiency | percent
k_5gzr3 | k_ik2h3a | United > Steam Network > Utility Block [UB]A > Steam Generators & TurbinesA > UB HP-2 Fuel Fired BoilerA-fuel fired boiler a | UB HP-2 Fuel Fired Boiler | Excess O2 | percent | UN.UO.71AC1104.PV
k_15sf9x7 | k_12n0puw | United > Steam Network > Utility Block [UB]A > Steam Generators & TurbinesA > UB HP-2 Fuel Fired BoilerA-fuel fired boiler a > UB HP-2 Fuel Fired Boiler Air PreheaterA | UB HP-2 Fuel Fired Boiler Air Preheater | Air Inlet Temperature | degC | UN.UO.71TI1114B.PV
k_15sf9x7 | k_z0e3tt | United > Steam Network > Utility Block [UB]A > Steam Generators & TurbinesA > UB HP-2 Fuel Fired BoilerA-fuel fired boiler a > UB HP-2 Fuel Fired Boiler Air PreheaterA | UB HP-2 Fuel Fired Boiler Air Preheater | Air Outlet Temperature | degC
k_15sf9x7 | k_j3tha9 | United > Steam Network > Utility Block [UB]A > Steam Generators & TurbinesA > UB HP-2 Fuel Fired BoilerA-fuel fired boiler a > UB HP-2 Fuel Fired Boiler Air PreheaterA | UB HP-2 Fuel Fired Boiler Air Preheater | Air Side Differential Pressure | bar
k_15sf9x7 | k_14ymll4 | United > Steam Network > Utility Block [UB]A > Steam Generators & TurbinesA > UB HP-2 Fuel Fired BoilerA-fuel fired boiler a > UB HP-2 Fuel Fired Boiler Air PreheaterA | UB HP-2 Fuel Fired Boiler Air Preheater | Flue Inlet Temperature | degC
k_15sf9x7 | k_egfrsx | United > Steam Network > Utility Block [UB]A > Steam Generators & TurbinesA > UB HP-2 Fuel Fired BoilerA-fuel fired boiler a > UB HP-2 Fuel Fired Boiler Air PreheaterA | UB HP-2 Fuel Fired Boiler Air Preheater | Flue Outlet Temperature | degC
k_15sf9x7 | k_ssknz8 | United > Steam Network > Utility Block [UB]A > Steam Generators & TurbinesA > UB HP-2 Fuel Fired BoilerA-fuel fired boiler a > UB HP-2 Fuel Fired Boiler Air PreheaterA | UB HP-2 Fuel Fired Boiler Air Preheater | Leakage | percent
k_1ayn3jz | k_1x528bt | United > Steam Network > Utility Block [UB]A > Steam Generators & TurbinesA > UB HP-2 Fuel Fired BoilerA-fuel fired boiler a > UB HP-2 Fuel Fired Boiler BFW SystemA | UB HP-2 Fuel Fired Boiler BFW System | BFW Header Pressure | bar | UN.UO.71PI1021A.PV
k_1ayn3jz | k_sy2734 | United > Steam Network > Utility Block [UB]A > Steam Generators & TurbinesA > UB HP-2 Fuel Fired BoilerA-fuel fired boiler a > UB HP-2 Fuel Fired Boiler BFW SystemA | UB HP-2 Fuel Fired Boiler BFW System | BFW Header Temperature | degC | UN.UO.71TI1079.PV
k_1ayn3jz | k_wbd9zv | United > Steam Network > Utility Block [UB]A > Steam Generators & TurbinesA > UB HP-2 Fuel Fired BoilerA-fuel fired boiler a > UB HP-2 Fuel Fired Boiler BFW SystemA | UB HP-2 Fuel Fired Boiler BFW System | BFW Inlet Flow | metric_ton/h | UN.UO.71FC1103.PV
k_1ayn3jz | k_4n3mqo | United > Steam Network > Utility Block [UB]A > Steam Generators & TurbinesA > UB HP-2 Fuel Fired BoilerA-fuel fired boiler a > UB HP-2 Fuel Fired Boiler BFW SystemA | UB HP-2 Fuel Fired Boiler BFW System | BFW Quality (Conductivity) | uS/cm | UN.UO.71AI1005B.PV
k_1a8hlc2 | k_owo6dh | United > Steam Network > Utility Block [UB]A > Steam Generators & TurbinesA > UB HP-2 Fuel Fired BoilerA-fuel fired boiler a > UB HP-2 Fuel Fired Boiler BFW SystemA > UB HP-2 Fuel Fired Boiler BFW PumpA | UB HP-2 Fuel Fired Boiler BFW Pump | Bearing Temperature | degC | UN.UO.71TI1016A.PV
k_1a8hlc2 | k_1ch9syz | United > Steam Network > Utility Block [UB]A > Steam Generators & TurbinesA > UB HP-2 Fuel Fired BoilerA-fuel fired boiler a > UB HP-2 Fuel Fired Boiler BFW SystemA > UB HP-2 Fuel Fired Boiler BFW PumpA | UB HP-2 Fuel Fired Boiler BFW Pump | Discharge Flow | metric_ton/h
k_1a8hlc2 | k_nrwyho | United > Steam Network > Utility Block [UB]A > Steam Generators & TurbinesA > UB HP-2 Fuel Fired BoilerA-fuel fired boiler a > UB HP-2 Fuel Fired Boiler BFW SystemA > UB HP-2 Fuel Fired Boiler BFW PumpA | UB HP-2 Fuel Fired Boiler BFW Pump | Discharge Pressure | bar | UN.UO.71PI1021A.PV
k_1a8hlc2 | k_jpec1r | United > Steam Network > Utility Block [UB]A > Steam Generators & TurbinesA > UB HP-2 Fuel Fired BoilerA-fuel fired boiler a > UB HP-2 Fuel Fired Boiler BFW SystemA > UB HP-2 Fuel Fired Boiler BFW PumpA | UB HP-2 Fuel Fired Boiler BFW Pump | Driver Steam Flow | metric_ton/h
k_1a8hlc2 | k_18n39q7 | United > Steam Network > Utility Block [UB]A > Steam Generators & TurbinesA > UB HP-2 Fuel Fired BoilerA-fuel fired boiler a > UB HP-2 Fuel Fired Boiler BFW SystemA > UB HP-2 Fuel Fired Boiler BFW PumpA | UB HP-2 Fuel Fired Boiler BFW Pump | Motor Current | A | UN.UO.71II1001.PV
k_1a8hlc2 | k_3771tp | United > Steam Network > Utility Block [UB]A > Steam Generators & TurbinesA > UB HP-2 Fuel Fired BoilerA-fuel fired boiler a > UB HP-2 Fuel Fired Boiler BFW SystemA > UB HP-2 Fuel Fired Boiler BFW PumpA | UB HP-2 Fuel Fired Boiler BFW Pump | Power Output | kW
k_1a8hlc2 | k_osdlne | United > Steam Network > Utility Block [UB]A > Steam Generators & TurbinesA > UB HP-2 Fuel Fired BoilerA-fuel fired boiler a > UB HP-2 Fuel Fired Boiler BFW SystemA > UB HP-2 Fuel Fired Boiler BFW PumpA | UB HP-2 Fuel Fired Boiler BFW Pump | Speed | rpm
k_1a8hlc2 | k_1fvddep | United > Steam Network > Utility Block [UB]A > Steam Generators & TurbinesA > UB HP-2 Fuel Fired BoilerA-fuel fired boiler a > UB HP-2 Fuel Fired Boiler BFW SystemA > UB HP-2 Fuel Fired Boiler BFW PumpA | UB HP-2 Fuel Fired Boiler BFW Pump | Suction Pressure | bar
k_1a8hlc2 | k_rw2be7 | United > Steam Network > Utility Block [UB]A > Steam Generators & TurbinesA > UB HP-2 Fuel Fired BoilerA-fuel fired boiler a > UB HP-2 Fuel Fired Boiler BFW SystemA > UB HP-2 Fuel Fired Boiler BFW PumpA | UB HP-2 Fuel Fired Boiler BFW Pump | Vibration | mm/s | UN.UO.71VI1002A.PV
k_18w81c8 | k_t0dpos | United > Steam Network > Utility Block [UB]A > Steam Generators & TurbinesA > UB HP-2 Fuel Fired BoilerA-fuel fired boiler a > UB HP-2 Fuel Fired Boiler Blowdown SystemA | UB HP-2 Fuel Fired Boiler Blowdown System | Blowdown Conductivity | uS/cm | UN.UO.71AC1101.PV
k_18w81c8 | k_o5vjd | United > Steam Network > Utility Block [UB]A > Steam Generators & TurbinesA > UB HP-2 Fuel Fired BoilerA-fuel fired boiler a > UB HP-2 Fuel Fired Boiler Blowdown SystemA | UB HP-2 Fuel Fired Boiler Blowdown System | Blowdown Flow Controller Opening | percent
k_18w81c8 | k_x2wihc | United > Steam Network > Utility Block [UB]A > Steam Generators & TurbinesA > UB HP-2 Fuel Fired BoilerA-fuel fired boiler a > UB HP-2 Fuel Fired Boiler Blowdown SystemA | UB HP-2 Fuel Fired Boiler Blowdown System | Blowdown TDS | ppm
k_18w81c8 | k_cdc1sc | United > Steam Network > Utility Block [UB]A > Steam Generators & TurbinesA > UB HP-2 Fuel Fired BoilerA-fuel fired boiler a > UB HP-2 Fuel Fired Boiler Blowdown SystemA | UB HP-2 Fuel Fired Boiler Blowdown System | Continuous Blowdown Flow | metric_ton/h | UN.UO.71FC1100.PV
k_18w81c8 | k_1beaht8 | United > Steam Network > Utility Block [UB]A > Steam Generators & TurbinesA > UB HP-2 Fuel Fired BoilerA-fuel fired boiler a > UB HP-2 Fuel Fired Boiler Blowdown SystemA | UB HP-2 Fuel Fired Boiler Blowdown System | Flash Drum Pressure | bar
k_18w81c8 | k_1tg50b | United > Steam Network > Utility Block [UB]A > Steam Generators & TurbinesA > UB HP-2 Fuel Fired BoilerA-fuel fired boiler a > UB HP-2 Fuel Fired Boiler Blowdown SystemA | UB HP-2 Fuel Fired Boiler Blowdown System | Flash Steam Flow | metric_ton/h
k_18w81c8 | k_1c4kwim | United > Steam Network > Utility Block [UB]A > Steam Generators & TurbinesA > UB HP-2 Fuel Fired BoilerA-fuel fired boiler a > UB HP-2 Fuel Fired Boiler Blowdown SystemA | UB HP-2 Fuel Fired Boiler Blowdown System | Intermittent Blowdown Flow | metric_ton/h
k_1n49vbp | k_ifbv76 | United > Steam Network > Utility Block [UB]A > Steam Generators & TurbinesA > UB HP-2 Fuel Fired BoilerA-fuel fired boiler a > UB HP-2 Fuel Fired Boiler Combustion SystemA | UB HP-2 Fuel Fired Boiler Combustion System | Atomizing Steam Flow | metric_ton/h
k_1n49vbp | k_cji7t8 | United > Steam Network > Utility Block [UB]A > Steam Generators & TurbinesA > UB HP-2 Fuel Fired BoilerA-fuel fired boiler a > UB HP-2 Fuel Fired Boiler Combustion SystemA | UB HP-2 Fuel Fired Boiler Combustion System | Burner Header Pressure | bar
k_1n49vbp | k_2uwk9u | United > Steam Network > Utility Block [UB]A > Steam Generators & TurbinesA > UB HP-2 Fuel Fired BoilerA-fuel fired boiler a > UB HP-2 Fuel Fired Boiler Combustion SystemA | UB HP-2 Fuel Fired Boiler Combustion System | Excess O2 Setpoint | vol%
k_1n49vbp | k_uqfvhf | United > Steam Network > Utility Block [UB]A > Steam Generators & TurbinesA > UB HP-2 Fuel Fired BoilerA-fuel fired boiler a > UB HP-2 Fuel Fired Boiler Combustion SystemA | UB HP-2 Fuel Fired Boiler Combustion System | Pilot Gas Flow | metric_ton/h
k_1n49vbp | k_18bygzd | United > Steam Network > Utility Block [UB]A > Steam Generators & TurbinesA > UB HP-2 Fuel Fired BoilerA-fuel fired boiler a > UB HP-2 Fuel Fired Boiler Combustion SystemA | UB HP-2 Fuel Fired Boiler Combustion System | Total Combustion Air Flow | Nm3/h
k_1q38va7 | k_117tems | United > Steam Network > Utility Block [UB]A > Steam Generators & TurbinesA > UB HP-2 Fuel Fired BoilerA-fuel fired boiler a > UB HP-2 Fuel Fired Boiler Combustion SystemA > UB HP-2 Fuel Fired Boiler BurnerA | UB HP-2 Fuel Fired Boiler Burner | Burner Air Flow | Nm3/h
k_1q38va7 | k_1nzobwy | United > Steam Network > Utility Block [UB]A > Steam Generators & TurbinesA > UB HP-2 Fuel Fired BoilerA-fuel fired boiler a > UB HP-2 Fuel Fired Boiler Combustion SystemA > UB HP-2 Fuel Fired Boiler BurnerA | UB HP-2 Fuel Fired Boiler Burner | Burner Backpressure | bar | UN.UO.71PI1122A.PV
k_1q38va7 | k_1h8q390 | United > Steam Network > Utility Block [UB]A > Steam Generators & TurbinesA > UB HP-2 Fuel Fired BoilerA-fuel fired boiler a > UB HP-2 Fuel Fired Boiler Combustion SystemA > UB HP-2 Fuel Fired Boiler BurnerA | UB HP-2 Fuel Fired Boiler Burner | Burner Fuel Flow | Nm3/h
k_1q38va7 | k_14y0ymv | United > Steam Network > Utility Block [UB]A > Steam Generators & TurbinesA > UB HP-2 Fuel Fired BoilerA-fuel fired boiler a > UB HP-2 Fuel Fired Boiler Combustion SystemA > UB HP-2 Fuel Fired Boiler BurnerA | UB HP-2 Fuel Fired Boiler Burner | Flame Status
k_1q38va7 | k_1r1yyfu | United > Steam Network > Utility Block [UB]A > Steam Generators & TurbinesA > UB HP-2 Fuel Fired BoilerA-fuel fired boiler a > UB HP-2 Fuel Fired Boiler Combustion SystemA > UB HP-2 Fuel Fired Boiler BurnerA | UB HP-2 Fuel Fired Boiler Burner | Pilot Status
k_6vqnse | k_11xjo8p | United > Steam Network > Utility Block [UB]A > Steam Generators & TurbinesA > UB HP-2 Fuel Fired BoilerA-fuel fired boiler a > UB HP-2 Fuel Fired Boiler Convection SectionA | UB HP-2 Fuel Fired Boiler Convection Section | Draft at Arch | mmH2O
k_6vqnse | k_a7hbp9 | United > Steam Network > Utility Block [UB]A > Steam Generators & TurbinesA > UB HP-2 Fuel Fired BoilerA-fuel fired boiler a > UB HP-2 Fuel Fired Boiler Convection SectionA | UB HP-2 Fuel Fired Boiler Convection Section | Flue Inlet Temperature | degC
k_6vqnse | k_14gp2vo | United > Steam Network > Utility Block [UB]A > Steam Generators & TurbinesA > UB HP-2 Fuel Fired BoilerA-fuel fired boiler a > UB HP-2 Fuel Fired Boiler Convection SectionA | UB HP-2 Fuel Fired Boiler Convection Section | Flue Outlet Temperature | degC
k_1s0k90m | k_1lyh7s1 | United > Steam Network > Utility Block [UB]A > Steam Generators & TurbinesA > UB HP-2 Fuel Fired BoilerA-fuel fired boiler a > UB HP-2 Fuel Fired Boiler DesuperheaterA | UB HP-2 Fuel Fired Boiler Desuperheater | Inlet Steam Temperature | degC | UN.UO.71TI1106.PV
k_1s0k90m | k_mnnpxm | United > Steam Network > Utility Block [UB]A > Steam Generators & TurbinesA > UB HP-2 Fuel Fired BoilerA-fuel fired boiler a > UB HP-2 Fuel Fired Boiler DesuperheaterA | UB HP-2 Fuel Fired Boiler Desuperheater | Outlet Steam Setpoint | degC
k_1s0k90m | k_hemg20 | United > Steam Network > Utility Block [UB]A > Steam Generators & TurbinesA > UB HP-2 Fuel Fired BoilerA-fuel fired boiler a > UB HP-2 Fuel Fired Boiler DesuperheaterA | UB HP-2 Fuel Fired Boiler Desuperheater | Outlet Steam Temperature | degC | UN.UO.71TC1111.PV
k_1s0k90m | k_1lfwg98 | United > Steam Network > Utility Block [UB]A > Steam Generators & TurbinesA > UB HP-2 Fuel Fired BoilerA-fuel fired boiler a > UB HP-2 Fuel Fired Boiler DesuperheaterA | UB HP-2 Fuel Fired Boiler Desuperheater | Spray Valve Opening | percent
k_1s0k90m | k_pwabo7 | United > Steam Network > Utility Block [UB]A > Steam Generators & TurbinesA > UB HP-2 Fuel Fired BoilerA-fuel fired boiler a > UB HP-2 Fuel Fired Boiler DesuperheaterA | UB HP-2 Fuel Fired Boiler Desuperheater | Spray Water Flow | metric_ton/h | UN.UO.71FI1102.PV
k_1yod5e0 | k_ysf6r6 | United > Steam Network > Utility Block [UB]A > Steam Generators & TurbinesA > UB HP-2 Fuel Fired BoilerA-fuel fired boiler a > UB HP-2 Fuel Fired Boiler EconomizerA | UB HP-2 Fuel Fired Boiler Economizer | BFW Inlet Temperature | degC | UN.UO.71TI1110.PV
k_1yod5e0 | k_dymcvv | United > Steam Network > Utility Block [UB]A > Steam Generators & TurbinesA > UB HP-2 Fuel Fired BoilerA-fuel fired boiler a > UB HP-2 Fuel Fired Boiler EconomizerA | UB HP-2 Fuel Fired Boiler Economizer | BFW Outlet Temperature | degC | UN.UO.71TI1102.PV
k_1yod5e0 | k_2tyb6j | United > Steam Network > Utility Block [UB]A > Steam Generators & TurbinesA > UB HP-2 Fuel Fired BoilerA-fuel fired boiler a > UB HP-2 Fuel Fired Boiler EconomizerA | UB HP-2 Fuel Fired Boiler Economizer | Flue Inlet Temperature | degC
k_1yod5e0 | k_yutvci | United > Steam Network > Utility Block [UB]A > Steam Generators & TurbinesA > UB HP-2 Fuel Fired BoilerA-fuel fired boiler a > UB HP-2 Fuel Fired Boiler EconomizerA | UB HP-2 Fuel Fired Boiler Economizer | Flue Outlet Temperature | degC
k_qh6aaf | k_lals23 | United > Steam Network > Utility Block [UB]A > Steam Generators & TurbinesA > UB HP-2 Fuel Fired BoilerA-fuel fired boiler a > UB HP-2 Fuel Fired Boiler Evaporator SectionA | UB HP-2 Fuel Fired Boiler Evaporator Section | Inlet Gas Temperature | degC
k_qh6aaf | k_10rdn9e | United > Steam Network > Utility Block [UB]A > Steam Generators & TurbinesA > UB HP-2 Fuel Fired BoilerA-fuel fired boiler a > UB HP-2 Fuel Fired Boiler Evaporator SectionA | UB HP-2 Fuel Fired Boiler Evaporator Section | Outlet Gas Temperature | degC
k_qh6aaf | k_1ta6mio | United > Steam Network > Utility Block [UB]A > Steam Generators & TurbinesA > UB HP-2 Fuel Fired BoilerA-fuel fired boiler a > UB HP-2 Fuel Fired Boiler Evaporator SectionA | UB HP-2 Fuel Fired Boiler Evaporator Section | Steam Generation | metric_ton/h
k_qh6aaf | k_h74qdm | United > Steam Network > Utility Block [UB]A > Steam Generators & TurbinesA > UB HP-2 Fuel Fired BoilerA-fuel fired boiler a > UB HP-2 Fuel Fired Boiler Evaporator SectionA | UB HP-2 Fuel Fired Boiler Evaporator Section | Tube Differential Pressure | bar
k_1518zm | k_153ycw5 | United > Steam Network > Utility Block [UB]A > Steam Generators & TurbinesA > UB HP-2 Fuel Fired BoilerA-fuel fired boiler a > UB HP-2 Fuel Fired Boiler FD FanA | UB HP-2 Fuel Fired Boiler FD Fan | Bearing Temperature | degC
k_1518zm | k_1kjwxek | United > Steam Network > Utility Block [UB]A > Steam Generators & TurbinesA > UB HP-2 Fuel Fired BoilerA-fuel fired boiler a > UB HP-2 Fuel Fired Boiler FD FanA | UB HP-2 Fuel Fired Boiler FD Fan | Discharge Pressure | bar
k_1518zm | k_34ar6k | United > Steam Network > Utility Block [UB]A > Steam Generators & TurbinesA > UB HP-2 Fuel Fired BoilerA-fuel fired boiler a > UB HP-2 Fuel Fired Boiler FD FanA | UB HP-2 Fuel Fired Boiler FD Fan | Inlet Damper Opening | percent
k_1518zm | k_ac02nz | United > Steam Network > Utility Block [UB]A > Steam Generators & TurbinesA > UB HP-2 Fuel Fired BoilerA-fuel fired boiler a > UB HP-2 Fuel Fired Boiler FD FanA | UB HP-2 Fuel Fired Boiler FD Fan | Motor Current | A
k_1518zm | k_1d77l22 | United > Steam Network > Utility Block [UB]A > Steam Generators & TurbinesA > UB HP-2 Fuel Fired BoilerA-fuel fired boiler a > UB HP-2 Fuel Fired Boiler FD FanA | UB HP-2 Fuel Fired Boiler FD Fan | Speed | rpm
k_1518zm | k_1icj92n | United > Steam Network > Utility Block [UB]A > Steam Generators & TurbinesA > UB HP-2 Fuel Fired BoilerA-fuel fired boiler a > UB HP-2 Fuel Fired Boiler FD FanA | UB HP-2 Fuel Fired Boiler FD Fan | Vibration | mm/s
k_cs0fv1 | k_1rdrp6y | United > Steam Network > Utility Block [UB]A > Steam Generators & TurbinesA > UB HP-2 Fuel Fired BoilerA-fuel fired boiler a > UB HP-2 Fuel Fired Boiler ID FanA | UB HP-2 Fuel Fired Boiler ID Fan | Bearing Temperature | degC
k_cs0fv1 | k_3oqxkj | United > Steam Network > Utility Block [UB]A > Steam Generators & TurbinesA > UB HP-2 Fuel Fired BoilerA-fuel fired boiler a > UB HP-2 Fuel Fired Boiler ID FanA | UB HP-2 Fuel Fired Boiler ID Fan | Discharge Pressure | bar
k_cs0fv1 | k_1u8mkc3 | United > Steam Network > Utility Block [UB]A > Steam Generators & TurbinesA > UB HP-2 Fuel Fired BoilerA-fuel fired boiler a > UB HP-2 Fuel Fired Boiler ID FanA | UB HP-2 Fuel Fired Boiler ID Fan | Inlet Damper Opening | percent
k_cs0fv1 | k_1u6b9kg | United > Steam Network > Utility Block [UB]A > Steam Generators & TurbinesA > UB HP-2 Fuel Fired BoilerA-fuel fired boiler a > UB HP-2 Fuel Fired Boiler ID FanA | UB HP-2 Fuel Fired Boiler ID Fan | Motor Current | A
k_cs0fv1 | k_1o4kgt1 | United > Steam Network > Utility Block [UB]A > Steam Generators & TurbinesA > UB HP-2 Fuel Fired BoilerA-fuel fired boiler a > UB HP-2 Fuel Fired Boiler ID FanA | UB HP-2 Fuel Fired Boiler ID Fan | Speed | rpm
k_cs0fv1 | k_1s0w3a8 | United > Steam Network > Utility Block [UB]A > Steam Generators & TurbinesA > UB HP-2 Fuel Fired BoilerA-fuel fired boiler a > UB HP-2 Fuel Fired Boiler ID FanA | UB HP-2 Fuel Fired Boiler ID Fan | Vibration | mm/s
k_cex9qd | k_1icgrca | United > Steam Network > Utility Block [UB]A > Steam Generators & TurbinesA > UB HP-2 Fuel Fired BoilerA-fuel fired boiler a > UB HP-2 Fuel Fired Boiler Radiant SectionA | UB HP-2 Fuel Fired Boiler Radiant Section | Box Draft | mmH2O
k_cex9qd | k_1393msm | United > Steam Network > Utility Block [UB]A > Steam Generators & TurbinesA > UB HP-2 Fuel Fired BoilerA-fuel fired boiler a > UB HP-2 Fuel Fired Boiler Radiant SectionA | UB HP-2 Fuel Fired Boiler Radiant Section | Radiant Box Temperature | degC
k_cex9qd | k_tfm2ar | United > Steam Network > Utility Block [UB]A > Steam Generators & TurbinesA > UB HP-2 Fuel Fired BoilerA-fuel fired boiler a > UB HP-2 Fuel Fired Boiler Radiant SectionA | UB HP-2 Fuel Fired Boiler Radiant Section | Tube Skin Temperature (TMT) | degC
k_1o0m2ay | k_n43s4x | United > Steam Network > Utility Block [UB]A > Steam Generators & TurbinesA > UB HP-2 Fuel Fired BoilerA-fuel fired boiler a > UB HP-2 Fuel Fired Boiler Soot Blower SystemA | UB HP-2 Fuel Fired Boiler Soot Blower System | Cycle Status
k_1o0m2ay | k_o334hv | United > Steam Network > Utility Block [UB]A > Steam Generators & TurbinesA > UB HP-2 Fuel Fired BoilerA-fuel fired boiler a > UB HP-2 Fuel Fired Boiler Soot Blower SystemA | UB HP-2 Fuel Fired Boiler Soot Blower System | Last Run Time | h
k_1o0m2ay | k_1r7so0f | United > Steam Network > Utility Block [UB]A > Steam Generators & TurbinesA > UB HP-2 Fuel Fired BoilerA-fuel fired boiler a > UB HP-2 Fuel Fired Boiler Soot Blower SystemA | UB HP-2 Fuel Fired Boiler Soot Blower System | Soot Blower Steam Flow | metric_ton/h
k_1o0m2ay | k_1snwfg8 | United > Steam Network > Utility Block [UB]A > Steam Generators & TurbinesA > UB HP-2 Fuel Fired BoilerA-fuel fired boiler a > UB HP-2 Fuel Fired Boiler Soot Blower SystemA | UB HP-2 Fuel Fired Boiler Soot Blower System | Soot Blower Steam Pressure | bar
k_1ih3vev | k_bwpwyk | United > Steam Network > Utility Block [UB]A > Steam Generators & TurbinesA > UB HP-2 Fuel Fired BoilerA-fuel fired boiler a > UB HP-2 Fuel Fired Boiler StackA | UB HP-2 Fuel Fired Boiler Stack | CO in Flue Gas | ppm
k_1ih3vev | k_ubwz51 | United > Steam Network > Utility Block [UB]A > Steam Generators & TurbinesA > UB HP-2 Fuel Fired BoilerA-fuel fired boiler a > UB HP-2 Fuel Fired Boiler StackA | UB HP-2 Fuel Fired Boiler Stack | Flue Gas Flow | Nm3/h
k_1ih3vev | k_1erdhqg | United > Steam Network > Utility Block [UB]A > Steam Generators & TurbinesA > UB HP-2 Fuel Fired BoilerA-fuel fired boiler a > UB HP-2 Fuel Fired Boiler StackA | UB HP-2 Fuel Fired Boiler Stack | NOx Emission | ppm
k_1ih3vev | k_q53gkt | United > Steam Network > Utility Block [UB]A > Steam Generators & TurbinesA > UB HP-2 Fuel Fired BoilerA-fuel fired boiler a > UB HP-2 Fuel Fired Boiler StackA | UB HP-2 Fuel Fired Boiler Stack | O2 in Flue Gas | vol% | UN.UO.71AC1104.PV
k_1ih3vev | k_j4womt | United > Steam Network > Utility Block [UB]A > Steam Generators & TurbinesA > UB HP-2 Fuel Fired BoilerA-fuel fired boiler a > UB HP-2 Fuel Fired Boiler StackA | UB HP-2 Fuel Fired Boiler Stack | SOx Emission | ppm
k_1ih3vev | k_1kc348j | United > Steam Network > Utility Block [UB]A > Steam Generators & TurbinesA > UB HP-2 Fuel Fired BoilerA-fuel fired boiler a > UB HP-2 Fuel Fired Boiler StackA | UB HP-2 Fuel Fired Boiler Stack | Stack Draft | mmH2O
k_1ih3vev | k_8a0kuy | United > Steam Network > Utility Block [UB]A > Steam Generators & TurbinesA > UB HP-2 Fuel Fired BoilerA-fuel fired boiler a > UB HP-2 Fuel Fired Boiler StackA | UB HP-2 Fuel Fired Boiler Stack | Stack Temperature | degC | UN.UO.71TI1107.PV
k_1h9wnzd | k_q5mq3y | United > Steam Network > Utility Block [UB]A > Steam Generators & TurbinesA > UB HP-2 Fuel Fired BoilerA-fuel fired boiler a > UB HP-2 Fuel Fired Boiler Steam DrumA | UB HP-2 Fuel Fired Boiler Steam Drum | Drum Level | percent | UN.UO.71LC1102A.PV
k_1h9wnzd | k_15egowt | United > Steam Network > Utility Block [UB]A > Steam Generators & TurbinesA > UB HP-2 Fuel Fired BoilerA-fuel fired boiler a > UB HP-2 Fuel Fired Boiler Steam DrumA | UB HP-2 Fuel Fired Boiler Steam Drum | Drum Pressure | bar | UN.UO.71PC1103.PV
k_1h9wnzd | k_1knmhzo | United > Steam Network > Utility Block [UB]A > Steam Generators & TurbinesA > UB HP-2 Fuel Fired BoilerA-fuel fired boiler a > UB HP-2 Fuel Fired Boiler Steam DrumA | UB HP-2 Fuel Fired Boiler Steam Drum | Drum Temperature | degC
k_1h9wnzd | k_i9nvsz | United > Steam Network > Utility Block [UB]A > Steam Generators & TurbinesA > UB HP-2 Fuel Fired BoilerA-fuel fired boiler a > UB HP-2 Fuel Fired Boiler Steam DrumA | UB HP-2 Fuel Fired Boiler Steam Drum | Drum Vent Flow | metric_ton/h
k_1f0xmp3 | k_140ozfc | United > Steam Network > Utility Block [UB]A > Steam Generators & TurbinesA > UB HP-2 Fuel Fired BoilerA-fuel fired boiler a > UB HP-2 Fuel Fired Boiler SuperheaterA | UB HP-2 Fuel Fired Boiler Superheater | Attemperator Flow Opening | percent
k_1f0xmp3 | k_6zk56t | United > Steam Network > Utility Block [UB]A > Steam Generators & TurbinesA > UB HP-2 Fuel Fired BoilerA-fuel fired boiler a > UB HP-2 Fuel Fired Boiler SuperheaterA | UB HP-2 Fuel Fired Boiler Superheater | Attemperator Spray Flow | metric_ton/h | UN.UO.71FI1101.PV
k_1f0xmp3 | k_15n24dl | United > Steam Network > Utility Block [UB]A > Steam Generators & TurbinesA > UB HP-2 Fuel Fired BoilerA-fuel fired boiler a > UB HP-2 Fuel Fired Boiler SuperheaterA | UB HP-2 Fuel Fired Boiler Superheater | Steam Inlet Pressure | bar
k_1f0xmp3 | k_belw80 | United > Steam Network > Utility Block [UB]A > Steam Generators & TurbinesA > UB HP-2 Fuel Fired BoilerA-fuel fired boiler a > UB HP-2 Fuel Fired Boiler SuperheaterA | UB HP-2 Fuel Fired Boiler Superheater | Steam Inlet Temperature | degC | UN.UO.71TI1119.PV
k_1f0xmp3 | k_w6ubeo | United > Steam Network > Utility Block [UB]A > Steam Generators & TurbinesA > UB HP-2 Fuel Fired BoilerA-fuel fired boiler a > UB HP-2 Fuel Fired Boiler SuperheaterA | UB HP-2 Fuel Fired Boiler Superheater | Steam Outlet Pressure | bar
k_1f0xmp3 | k_15gpf1l | United > Steam Network > Utility Block [UB]A > Steam Generators & TurbinesA > UB HP-2 Fuel Fired BoilerA-fuel fired boiler a > UB HP-2 Fuel Fired Boiler SuperheaterA | UB HP-2 Fuel Fired Boiler Superheater | Steam Outlet Temperature | degC
k_1f0xmp3 | k_d2a7cd | United > Steam Network > Utility Block [UB]A > Steam Generators & TurbinesA > UB HP-2 Fuel Fired BoilerA-fuel fired boiler a > UB HP-2 Fuel Fired Boiler SuperheaterA | UB HP-2 Fuel Fired Boiler Superheater | Tube Skin Temperature | degC
k_96b81r | k_1ckwnw1 | United > Steam Network > Utility Block [UB]A > Steam Generators & TurbinesA > UB HP-2 Fuel Fired BoilerB-fuel fired boiler b | UB HP-2 Fuel Fired Boiler | Steam Output | metric_ton/h | UN.UO.71FI1201.PV
k_96b81r | k_183f3qj | United > Steam Network > Utility Block [UB]A > Steam Generators & TurbinesA > UB HP-2 Fuel Fired BoilerB-fuel fired boiler b | UB HP-2 Fuel Fired Boiler | Steam Pressure | bar | UN.UO.71PC1213.PV
k_96b81r | k_15rdvdu | United > Steam Network > Utility Block [UB]A > Steam Generators & TurbinesA > UB HP-2 Fuel Fired BoilerB-fuel fired boiler b | UB HP-2 Fuel Fired Boiler | Steam Temperature | degC | UN.UO.71TC1211.PV
k_96b81r | k_1p68ieg | United > Steam Network > Utility Block [UB]A > Steam Generators & TurbinesA > UB HP-2 Fuel Fired BoilerB-fuel fired boiler b | UB HP-2 Fuel Fired Boiler | Flue Gas O2 | mol% | UN.UO.71AC1204.PV
k_96b81r | k_1p68ieg | United > Steam Network > Utility Block [UB]A > Steam Generators & TurbinesA > UB HP-2 Fuel Fired BoilerB-fuel fired boiler b | UB HP-2 Fuel Fired Boiler | Fuel Gas C1 | mol% | AR.AR5.DCS.Process.AI51211.PV
k_96b81r | k_1p68ieg | United > Steam Network > Utility Block [UB]A > Steam Generators & TurbinesA > UB HP-2 Fuel Fired BoilerB-fuel fired boiler b | UB HP-2 Fuel Fired Boiler | Fuel Gas C2 | mol% | AR.AR5.DCS.Process.AI51212.PV
k_96b81r | k_1p68ieg | United > Steam Network > Utility Block [UB]A > Steam Generators & TurbinesA > UB HP-2 Fuel Fired BoilerB-fuel fired boiler b | UB HP-2 Fuel Fired Boiler | Fuel Gas C3 | mol% | AR.AR5.DCS.Process.AI51213.PV
k_96b81r | k_1p68ieg | United > Steam Network > Utility Block [UB]A > Steam Generators & TurbinesA > UB HP-2 Fuel Fired BoilerB-fuel fired boiler b | UB HP-2 Fuel Fired Boiler | Fuel Gas CO2 | mol% | AR.AR5.DCS.Process.AI51217.PV
k_96b81r | k_1p68ieg | United > Steam Network > Utility Block [UB]A > Steam Generators & TurbinesA > UB HP-2 Fuel Fired BoilerB-fuel fired boiler b | UB HP-2 Fuel Fired Boiler | Fuel Gas Flow | metric_ton/h | UN.UO.71FC1204.PV
k_96b81r | k_1p68ieg | United > Steam Network > Utility Block [UB]A > Steam Generators & TurbinesA > UB HP-2 Fuel Fired BoilerB-fuel fired boiler b | UB HP-2 Fuel Fired Boiler | Fuel Gas iC4 | mol% | AR.AR5.DCS.Process.AI51215.PV
k_96b81r | k_1p68ieg | United > Steam Network > Utility Block [UB]A > Steam Generators & TurbinesA > UB HP-2 Fuel Fired BoilerB-fuel fired boiler b | UB HP-2 Fuel Fired Boiler | Fuel Gas iC5 | mol% | AR.AR5.DCS.Process.AI512111.PV
k_96b81r | k_1p68ieg | United > Steam Network > Utility Block [UB]A > Steam Generators & TurbinesA > UB HP-2 Fuel Fired BoilerB-fuel fired boiler b | UB HP-2 Fuel Fired Boiler | Fuel Gas N2 | mol% | AR.AR5.DCS.Process.AI51219.PV
k_96b81r | k_1p68ieg | United > Steam Network > Utility Block [UB]A > Steam Generators & TurbinesA > UB HP-2 Fuel Fired BoilerB-fuel fired boiler b | UB HP-2 Fuel Fired Boiler | Fuel Gas nC4 | mol% | AR.AR5.DCS.Process.AI51214.PV
k_96b81r | k_1p68ieg | United > Steam Network > Utility Block [UB]A > Steam Generators & TurbinesA > UB HP-2 Fuel Fired BoilerB-fuel fired boiler b | UB HP-2 Fuel Fired Boiler | Fuel Gas nC5 | mol% | AR.AR5.DCS.Process.AI512110.PV
k_96b81r | k_4nbyiw | United > Steam Network > Utility Block [UB]A > Steam Generators & TurbinesA > UB HP-2 Fuel Fired BoilerB-fuel fired boiler b | UB HP-2 Fuel Fired Boiler | Boiler Efficiency | percent
k_96b81r | k_1bmz8na | United > Steam Network > Utility Block [UB]A > Steam Generators & TurbinesA > UB HP-2 Fuel Fired BoilerB-fuel fired boiler b | UB HP-2 Fuel Fired Boiler | Excess O2 | percent | UN.UO.71AC1204.PV
k_1sgs58b | k_1dsum3s | United > Steam Network > Utility Block [UB]A > Steam Generators & TurbinesA > UB HP-2 Fuel Fired BoilerB-fuel fired boiler b > UB HP-2 Fuel Fired Boiler Air PreheaterA | UB HP-2 Fuel Fired Boiler Air Preheater | Air Inlet Temperature | degC | UN.UO.71TI1214B.PV
k_1sgs58b | k_1c78e3l | United > Steam Network > Utility Block [UB]A > Steam Generators & TurbinesA > UB HP-2 Fuel Fired BoilerB-fuel fired boiler b > UB HP-2 Fuel Fired Boiler Air PreheaterA | UB HP-2 Fuel Fired Boiler Air Preheater | Air Outlet Temperature | degC
k_1sgs58b | k_mt894x | United > Steam Network > Utility Block [UB]A > Steam Generators & TurbinesA > UB HP-2 Fuel Fired BoilerB-fuel fired boiler b > UB HP-2 Fuel Fired Boiler Air PreheaterA | UB HP-2 Fuel Fired Boiler Air Preheater | Air Side Differential Pressure | bar
k_1sgs58b | k_1i5gvuw | United > Steam Network > Utility Block [UB]A > Steam Generators & TurbinesA > UB HP-2 Fuel Fired BoilerB-fuel fired boiler b > UB HP-2 Fuel Fired Boiler Air PreheaterA | UB HP-2 Fuel Fired Boiler Air Preheater | Flue Inlet Temperature | degC
k_1sgs58b | k_njiuwx | United > Steam Network > Utility Block [UB]A > Steam Generators & TurbinesA > UB HP-2 Fuel Fired BoilerB-fuel fired boiler b > UB HP-2 Fuel Fired Boiler Air PreheaterA | UB HP-2 Fuel Fired Boiler Air Preheater | Flue Outlet Temperature | degC
k_1sgs58b | k_nl4g6c | United > Steam Network > Utility Block [UB]A > Steam Generators & TurbinesA > UB HP-2 Fuel Fired BoilerB-fuel fired boiler b > UB HP-2 Fuel Fired Boiler Air PreheaterA | UB HP-2 Fuel Fired Boiler Air Preheater | Leakage | percent
k_1w95f7j | k_1vg7pk9 | United > Steam Network > Utility Block [UB]A > Steam Generators & TurbinesA > UB HP-2 Fuel Fired BoilerB-fuel fired boiler b > UB HP-2 Fuel Fired Boiler BFW SystemA | UB HP-2 Fuel Fired Boiler BFW System | BFW Header Pressure | bar | UN.UO.71PI1021A.PV
k_1w95f7j | k_j1iin4 | United > Steam Network > Utility Block [UB]A > Steam Generators & TurbinesA > UB HP-2 Fuel Fired BoilerB-fuel fired boiler b > UB HP-2 Fuel Fired Boiler BFW SystemA | UB HP-2 Fuel Fired Boiler BFW System | BFW Header Temperature | degC | UN.UO.71TI1079.PV
k_1w95f7j | k_1s3khgb | United > Steam Network > Utility Block [UB]A > Steam Generators & TurbinesA > UB HP-2 Fuel Fired BoilerB-fuel fired boiler b > UB HP-2 Fuel Fired Boiler BFW SystemA | UB HP-2 Fuel Fired Boiler BFW System | BFW Inlet Flow | metric_ton/h | UN.UO.71FC1203.PV
k_1w95f7j | k_dq6puo | United > Steam Network > Utility Block [UB]A > Steam Generators & TurbinesA > UB HP-2 Fuel Fired BoilerB-fuel fired boiler b > UB HP-2 Fuel Fired Boiler BFW SystemA | UB HP-2 Fuel Fired Boiler BFW System | BFW Quality (Conductivity) | uS/cm | UN.UO.71AI1005B.PV
k_1o27d1e | k_1odcb0l | United > Steam Network > Utility Block [UB]A > Steam Generators & TurbinesA > UB HP-2 Fuel Fired BoilerB-fuel fired boiler b > UB HP-2 Fuel Fired Boiler BFW SystemA > UB HP-2 Fuel Fired Boiler BFW PumpA | UB HP-2 Fuel Fired Boiler BFW Pump | Bearing Temperature | degC | UN.UO.71TI1020A.PV
k_1o27d1e | k_voxze3 | United > Steam Network > Utility Block [UB]A > Steam Generators & TurbinesA > UB HP-2 Fuel Fired BoilerB-fuel fired boiler b > UB HP-2 Fuel Fired Boiler BFW SystemA > UB HP-2 Fuel Fired Boiler BFW PumpA | UB HP-2 Fuel Fired Boiler BFW Pump | Discharge Flow | metric_ton/h
k_1o27d1e | k_1pfwi70 | United > Steam Network > Utility Block [UB]A > Steam Generators & TurbinesA > UB HP-2 Fuel Fired BoilerB-fuel fired boiler b > UB HP-2 Fuel Fired Boiler BFW SystemA > UB HP-2 Fuel Fired Boiler BFW PumpA | UB HP-2 Fuel Fired Boiler BFW Pump | Discharge Pressure | bar | UN.UO.71PI1021A.PV
k_1o27d1e | k_ee0v0f | United > Steam Network > Utility Block [UB]A > Steam Generators & TurbinesA > UB HP-2 Fuel Fired BoilerB-fuel fired boiler b > UB HP-2 Fuel Fired Boiler BFW SystemA > UB HP-2 Fuel Fired Boiler BFW PumpA | UB HP-2 Fuel Fired Boiler BFW Pump | Driver Steam Flow | metric_ton/h
k_1o27d1e | k_1cfr5of | United > Steam Network > Utility Block [UB]A > Steam Generators & TurbinesA > UB HP-2 Fuel Fired BoilerB-fuel fired boiler b > UB HP-2 Fuel Fired Boiler BFW SystemA > UB HP-2 Fuel Fired Boiler BFW PumpA | UB HP-2 Fuel Fired Boiler BFW Pump | Motor Current | A | UN.UO.71II1002.PV
k_1o27d1e | k_vaon7h | United > Steam Network > Utility Block [UB]A > Steam Generators & TurbinesA > UB HP-2 Fuel Fired BoilerB-fuel fired boiler b > UB HP-2 Fuel Fired Boiler BFW SystemA > UB HP-2 Fuel Fired Boiler BFW PumpA | UB HP-2 Fuel Fired Boiler BFW Pump | Power Output | kW
k_1o27d1e | k_178ifru | United > Steam Network > Utility Block [UB]A > Steam Generators & TurbinesA > UB HP-2 Fuel Fired BoilerB-fuel fired boiler b > UB HP-2 Fuel Fired Boiler BFW SystemA > UB HP-2 Fuel Fired Boiler BFW PumpA | UB HP-2 Fuel Fired Boiler BFW Pump | Speed | rpm
k_1o27d1e | k_pvpo69 | United > Steam Network > Utility Block [UB]A > Steam Generators & TurbinesA > UB HP-2 Fuel Fired BoilerB-fuel fired boiler b > UB HP-2 Fuel Fired Boiler BFW SystemA > UB HP-2 Fuel Fired Boiler BFW PumpA | UB HP-2 Fuel Fired Boiler BFW Pump | Suction Pressure | bar
k_1o27d1e | k_kdcgj3 | United > Steam Network > Utility Block [UB]A > Steam Generators & TurbinesA > UB HP-2 Fuel Fired BoilerB-fuel fired boiler b > UB HP-2 Fuel Fired Boiler BFW SystemA > UB HP-2 Fuel Fired Boiler BFW PumpA | UB HP-2 Fuel Fired Boiler BFW Pump | Vibration | mm/s | UN.UO.71VI1006A.PV
k_kyc11k | k_123gsss | United > Steam Network > Utility Block [UB]A > Steam Generators & TurbinesA > UB HP-2 Fuel Fired BoilerB-fuel fired boiler b > UB HP-2 Fuel Fired Boiler Blowdown SystemA | UB HP-2 Fuel Fired Boiler Blowdown System | Blowdown Conductivity | uS/cm | UN.UO.71AC1201.PV
k_kyc11k | k_ehvn8p | United > Steam Network > Utility Block [UB]A > Steam Generators & TurbinesA > UB HP-2 Fuel Fired BoilerB-fuel fired boiler b > UB HP-2 Fuel Fired Boiler Blowdown SystemA | UB HP-2 Fuel Fired Boiler Blowdown System | Blowdown Flow Controller Opening | percent
k_kyc11k | k_1hy8y6o | United > Steam Network > Utility Block [UB]A > Steam Generators & TurbinesA > UB HP-2 Fuel Fired BoilerB-fuel fired boiler b > UB HP-2 Fuel Fired Boiler Blowdown SystemA | UB HP-2 Fuel Fired Boiler Blowdown System | Blowdown TDS | ppm
k_kyc11k | k_1vnoj9o | United > Steam Network > Utility Block [UB]A > Steam Generators & TurbinesA > UB HP-2 Fuel Fired BoilerB-fuel fired boiler b > UB HP-2 Fuel Fired Boiler Blowdown SystemA | UB HP-2 Fuel Fired Boiler Blowdown System | Continuous Blowdown Flow | metric_ton/h | UN.UO.71FC1200.PV
k_kyc11k | k_1mk4e24 | United > Steam Network > Utility Block [UB]A > Steam Generators & TurbinesA > UB HP-2 Fuel Fired BoilerB-fuel fired boiler b > UB HP-2 Fuel Fired Boiler Blowdown SystemA | UB HP-2 Fuel Fired Boiler Blowdown System | Flash Drum Pressure | bar
k_kyc11k | k_7z3wt7 | United > Steam Network > Utility Block [UB]A > Steam Generators & TurbinesA > UB HP-2 Fuel Fired BoilerB-fuel fired boiler b > UB HP-2 Fuel Fired Boiler Blowdown SystemA | UB HP-2 Fuel Fired Boiler Blowdown System | Flash Steam Flow | metric_ton/h
k_kyc11k | k_lwr6se | United > Steam Network > Utility Block [UB]A > Steam Generators & TurbinesA > UB HP-2 Fuel Fired BoilerB-fuel fired boiler b > UB HP-2 Fuel Fired Boiler Blowdown SystemA | UB HP-2 Fuel Fired Boiler Blowdown System | Intermittent Blowdown Flow | metric_ton/h
k_1jbd1lh | k_y4phyq | United > Steam Network > Utility Block [UB]A > Steam Generators & TurbinesA > UB HP-2 Fuel Fired BoilerB-fuel fired boiler b > UB HP-2 Fuel Fired Boiler Combustion SystemA | UB HP-2 Fuel Fired Boiler Combustion System | Atomizing Steam Flow | metric_ton/h
k_1jbd1lh | k_1vtupak | United > Steam Network > Utility Block [UB]A > Steam Generators & TurbinesA > UB HP-2 Fuel Fired BoilerB-fuel fired boiler b > UB HP-2 Fuel Fired Boiler Combustion SystemA | UB HP-2 Fuel Fired Boiler Combustion System | Burner Header Pressure | bar
k_1jbd1lh | k_g1qujm | United > Steam Network > Utility Block [UB]A > Steam Generators & TurbinesA > UB HP-2 Fuel Fired BoilerB-fuel fired boiler b > UB HP-2 Fuel Fired Boiler Combustion SystemA | UB HP-2 Fuel Fired Boiler Combustion System | Excess O2 Setpoint | vol%
k_1jbd1lh | k_10w3nab | United > Steam Network > Utility Block [UB]A > Steam Generators & TurbinesA > UB HP-2 Fuel Fired BoilerB-fuel fired boiler b > UB HP-2 Fuel Fired Boiler Combustion SystemA | UB HP-2 Fuel Fired Boiler Combustion System | Pilot Gas Flow | metric_ton/h
k_1jbd1lh | k_vj2jnd | United > Steam Network > Utility Block [UB]A > Steam Generators & TurbinesA > UB HP-2 Fuel Fired BoilerB-fuel fired boiler b > UB HP-2 Fuel Fired Boiler Combustion SystemA | UB HP-2 Fuel Fired Boiler Combustion System | Total Combustion Air Flow | Nm3/h
k_1ohvsv3 | k_1z04s7o | United > Steam Network > Utility Block [UB]A > Steam Generators & TurbinesA > UB HP-2 Fuel Fired BoilerB-fuel fired boiler b > UB HP-2 Fuel Fired Boiler Combustion SystemA > UB HP-2 Fuel Fired Boiler BurnerA | UB HP-2 Fuel Fired Boiler Burner | Burner Air Flow | Nm3/h
k_1ohvsv3 | k_1vn7i6q | United > Steam Network > Utility Block [UB]A > Steam Generators & TurbinesA > UB HP-2 Fuel Fired BoilerB-fuel fired boiler b > UB HP-2 Fuel Fired Boiler Combustion SystemA > UB HP-2 Fuel Fired Boiler BurnerA | UB HP-2 Fuel Fired Boiler Burner | Burner Backpressure | bar | UN.UO.71PI1222A.PV
k_1ohvsv3 | k_vpcnsk | United > Steam Network > Utility Block [UB]A > Steam Generators & TurbinesA > UB HP-2 Fuel Fired BoilerB-fuel fired boiler b > UB HP-2 Fuel Fired Boiler Combustion SystemA > UB HP-2 Fuel Fired Boiler BurnerA | UB HP-2 Fuel Fired Boiler Burner | Burner Fuel Flow | Nm3/h
k_1ohvsv3 | k_zmnhlj | United > Steam Network > Utility Block [UB]A > Steam Generators & TurbinesA > UB HP-2 Fuel Fired BoilerB-fuel fired boiler b > UB HP-2 Fuel Fired Boiler Combustion SystemA > UB HP-2 Fuel Fired Boiler BurnerA | UB HP-2 Fuel Fired Boiler Burner | Flame Status
k_1ohvsv3 | k_1lqlhei | United > Steam Network > Utility Block [UB]A > Steam Generators & TurbinesA > UB HP-2 Fuel Fired BoilerB-fuel fired boiler b > UB HP-2 Fuel Fired Boiler Combustion SystemA > UB HP-2 Fuel Fired Boiler BurnerA | UB HP-2 Fuel Fired Boiler Burner | Pilot Status
k_nfvipa | k_1837g1l | United > Steam Network > Utility Block [UB]A > Steam Generators & TurbinesA > UB HP-2 Fuel Fired BoilerB-fuel fired boiler b > UB HP-2 Fuel Fired Boiler Convection SectionA | UB HP-2 Fuel Fired Boiler Convection Section | Draft at Arch | mmH2O
k_nfvipa | k_1mx3z7h | United > Steam Network > Utility Block [UB]A > Steam Generators & TurbinesA > UB HP-2 Fuel Fired BoilerB-fuel fired boiler b > UB HP-2 Fuel Fired Boiler Convection SectionA | UB HP-2 Fuel Fired Boiler Convection Section | Flue Inlet Temperature | degC
k_nfvipa | k_e8vd5g | United > Steam Network > Utility Block [UB]A > Steam Generators & TurbinesA > UB HP-2 Fuel Fired BoilerB-fuel fired boiler b > UB HP-2 Fuel Fired Boiler Convection SectionA | UB HP-2 Fuel Fired Boiler Convection Section | Flue Outlet Temperature | degC
k_fnt2cm | k_1v1kaw1 | United > Steam Network > Utility Block [UB]A > Steam Generators & TurbinesA > UB HP-2 Fuel Fired BoilerB-fuel fired boiler b > UB HP-2 Fuel Fired Boiler DesuperheaterA | UB HP-2 Fuel Fired Boiler Desuperheater | Inlet Steam Temperature | degC | UN.UO.71TI1206.PV
k_fnt2cm | k_xthm6i | United > Steam Network > Utility Block [UB]A > Steam Generators & TurbinesA > UB HP-2 Fuel Fired BoilerB-fuel fired boiler b > UB HP-2 Fuel Fired Boiler DesuperheaterA | UB HP-2 Fuel Fired Boiler Desuperheater | Outlet Steam Setpoint | degC
k_fnt2cm | k_x402tk | United > Steam Network > Utility Block [UB]A > Steam Generators & TurbinesA > UB HP-2 Fuel Fired BoilerB-fuel fired boiler b > UB HP-2 Fuel Fired Boiler DesuperheaterA | UB HP-2 Fuel Fired Boiler Desuperheater | Outlet Steam Temperature | degC | UN.UO.71TC1211.PV
k_fnt2cm | k_1bjcrt8 | United > Steam Network > Utility Block [UB]A > Steam Generators & TurbinesA > UB HP-2 Fuel Fired BoilerB-fuel fired boiler b > UB HP-2 Fuel Fired Boiler DesuperheaterA | UB HP-2 Fuel Fired Boiler Desuperheater | Spray Valve Opening | percent
k_fnt2cm | k_o7fswn | United > Steam Network > Utility Block [UB]A > Steam Generators & TurbinesA > UB HP-2 Fuel Fired BoilerB-fuel fired boiler b > UB HP-2 Fuel Fired Boiler DesuperheaterA | UB HP-2 Fuel Fired Boiler Desuperheater | Spray Water Flow | metric_ton/h | UN.UO.71FI1202.PV
k_kxrf2g | k_14y2yk2 | United > Steam Network > Utility Block [UB]A > Steam Generators & TurbinesA > UB HP-2 Fuel Fired BoilerB-fuel fired boiler b > UB HP-2 Fuel Fired Boiler EconomizerA | UB HP-2 Fuel Fired Boiler Economizer | BFW Inlet Temperature | degC | UN.UO.71TI1210.PV
k_kxrf2g | k_422ofv | United > Steam Network > Utility Block [UB]A > Steam Generators & TurbinesA > UB HP-2 Fuel Fired BoilerB-fuel fired boiler b > UB HP-2 Fuel Fired Boiler EconomizerA | UB HP-2 Fuel Fired Boiler Economizer | BFW Outlet Temperature | degC | UN.UO.71TI1202.PV
k_kxrf2g | k_1ryiopn | United > Steam Network > Utility Block [UB]A > Steam Generators & TurbinesA > UB HP-2 Fuel Fired BoilerB-fuel fired boiler b > UB HP-2 Fuel Fired Boiler EconomizerA | UB HP-2 Fuel Fired Boiler Economizer | Flue Inlet Temperature | degC
k_kxrf2g | k_1r6cqk2 | United > Steam Network > Utility Block [UB]A > Steam Generators & TurbinesA > UB HP-2 Fuel Fired BoilerB-fuel fired boiler b > UB HP-2 Fuel Fired Boiler EconomizerA | UB HP-2 Fuel Fired Boiler Economizer | Flue Outlet Temperature | degC
k_171b57b | k_5ju7kb | United > Steam Network > Utility Block [UB]A > Steam Generators & TurbinesA > UB HP-2 Fuel Fired BoilerB-fuel fired boiler b > UB HP-2 Fuel Fired Boiler Evaporator SectionA | UB HP-2 Fuel Fired Boiler Evaporator Section | Inlet Gas Temperature | degC
k_171b57b | k_efw8si | United > Steam Network > Utility Block [UB]A > Steam Generators & TurbinesA > UB HP-2 Fuel Fired BoilerB-fuel fired boiler b > UB HP-2 Fuel Fired Boiler Evaporator SectionA | UB HP-2 Fuel Fired Boiler Evaporator Section | Outlet Gas Temperature | degC
k_171b57b | k_5ewgsg | United > Steam Network > Utility Block [UB]A > Steam Generators & TurbinesA > UB HP-2 Fuel Fired BoilerB-fuel fired boiler b > UB HP-2 Fuel Fired Boiler Evaporator SectionA | UB HP-2 Fuel Fired Boiler Evaporator Section | Steam Generation | metric_ton/h
k_171b57b | k_1wgk7ii | United > Steam Network > Utility Block [UB]A > Steam Generators & TurbinesA > UB HP-2 Fuel Fired BoilerB-fuel fired boiler b > UB HP-2 Fuel Fired Boiler Evaporator SectionA | UB HP-2 Fuel Fired Boiler Evaporator Section | Tube Differential Pressure | bar
k_p8c66a | k_ohvdc5 | United > Steam Network > Utility Block [UB]A > Steam Generators & TurbinesA > UB HP-2 Fuel Fired BoilerB-fuel fired boiler b > UB HP-2 Fuel Fired Boiler FD FanA | UB HP-2 Fuel Fired Boiler FD Fan | Bearing Temperature | degC
k_p8c66a | k_hb02vw | United > Steam Network > Utility Block [UB]A > Steam Generators & TurbinesA > UB HP-2 Fuel Fired BoilerB-fuel fired boiler b > UB HP-2 Fuel Fired Boiler FD FanA | UB HP-2 Fuel Fired Boiler FD Fan | Discharge Pressure | bar
k_p8c66a | k_n4glng | United > Steam Network > Utility Block [UB]A > Steam Generators & TurbinesA > UB HP-2 Fuel Fired BoilerB-fuel fired boiler b > UB HP-2 Fuel Fired Boiler FD FanA | UB HP-2 Fuel Fired Boiler FD Fan | Inlet Damper Opening | percent
k_p8c66a | k_1kd9tr | United > Steam Network > Utility Block [UB]A > Steam Generators & TurbinesA > UB HP-2 Fuel Fired BoilerB-fuel fired boiler b > UB HP-2 Fuel Fired Boiler FD FanA | UB HP-2 Fuel Fired Boiler FD Fan | Motor Current | A
k_p8c66a | k_8zo6oq | United > Steam Network > Utility Block [UB]A > Steam Generators & TurbinesA > UB HP-2 Fuel Fired BoilerB-fuel fired boiler b > UB HP-2 Fuel Fired Boiler FD FanA | UB HP-2 Fuel Fired Boiler FD Fan | Speed | rpm
k_p8c66a | k_19mfl0v | United > Steam Network > Utility Block [UB]A > Steam Generators & TurbinesA > UB HP-2 Fuel Fired BoilerB-fuel fired boiler b > UB HP-2 Fuel Fired Boiler FD FanA | UB HP-2 Fuel Fired Boiler FD Fan | Vibration | mm/s
k_10vbd1p | k_1aropmy | United > Steam Network > Utility Block [UB]A > Steam Generators & TurbinesA > UB HP-2 Fuel Fired BoilerB-fuel fired boiler b > UB HP-2 Fuel Fired Boiler ID FanA | UB HP-2 Fuel Fired Boiler ID Fan | Bearing Temperature | degC
k_10vbd1p | k_zgy50z | United > Steam Network > Utility Block [UB]A > Steam Generators & TurbinesA > UB HP-2 Fuel Fired BoilerB-fuel fired boiler b > UB HP-2 Fuel Fired Boiler ID FanA | UB HP-2 Fuel Fired Boiler ID Fan | Discharge Pressure | bar
k_10vbd1p | k_f7octv | United > Steam Network > Utility Block [UB]A > Steam Generators & TurbinesA > UB HP-2 Fuel Fired BoilerB-fuel fired boiler b > UB HP-2 Fuel Fired Boiler ID FanA | UB HP-2 Fuel Fired Boiler ID Fan | Inlet Damper Opening | percent
k_10vbd1p | k_1leogq8 | United > Steam Network > Utility Block [UB]A > Steam Generators & TurbinesA > UB HP-2 Fuel Fired BoilerB-fuel fired boiler b > UB HP-2 Fuel Fired Boiler ID FanA | UB HP-2 Fuel Fired Boiler ID Fan | Motor Current | A
k_10vbd1p | k_jx12fp | United > Steam Network > Utility Block [UB]A > Steam Generators & TurbinesA > UB HP-2 Fuel Fired BoilerB-fuel fired boiler b > UB HP-2 Fuel Fired Boiler ID FanA | UB HP-2 Fuel Fired Boiler ID Fan | Speed | rpm
k_10vbd1p | k_1jasf8g | United > Steam Network > Utility Block [UB]A > Steam Generators & TurbinesA > UB HP-2 Fuel Fired BoilerB-fuel fired boiler b > UB HP-2 Fuel Fired Boiler ID FanA | UB HP-2 Fuel Fired Boiler ID Fan | Vibration | mm/s
k_1ni5bet | k_f3jwtm | United > Steam Network > Utility Block [UB]A > Steam Generators & TurbinesA > UB HP-2 Fuel Fired BoilerB-fuel fired boiler b > UB HP-2 Fuel Fired Boiler Radiant SectionA | UB HP-2 Fuel Fired Boiler Radiant Section | Box Draft | mmH2O
k_1ni5bet | k_1oat486 | United > Steam Network > Utility Block [UB]A > Steam Generators & TurbinesA > UB HP-2 Fuel Fired BoilerB-fuel fired boiler b > UB HP-2 Fuel Fired Boiler Radiant SectionA | UB HP-2 Fuel Fired Boiler Radiant Section | Radiant Box Temperature | degC
k_1ni5bet | k_gmq4yr | United > Steam Network > Utility Block [UB]A > Steam Generators & TurbinesA > UB HP-2 Fuel Fired BoilerB-fuel fired boiler b > UB HP-2 Fuel Fired Boiler Radiant SectionA | UB HP-2 Fuel Fired Boiler Radiant Section | Tube Skin Temperature (TMT) | degC
k_5jmv8q | k_12d8mup | United > Steam Network > Utility Block [UB]A > Steam Generators & TurbinesA > UB HP-2 Fuel Fired BoilerB-fuel fired boiler b > UB HP-2 Fuel Fired Boiler Soot Blower SystemA | UB HP-2 Fuel Fired Boiler Soot Blower System | Cycle Status
k_5jmv8q | k_u8qwar | United > Steam Network > Utility Block [UB]A > Steam Generators & TurbinesA > UB HP-2 Fuel Fired BoilerB-fuel fired boiler b > UB HP-2 Fuel Fired Boiler Soot Blower SystemA | UB HP-2 Fuel Fired Boiler Soot Blower System | Last Run Time | h
k_5jmv8q | k_14wb9jj | United > Steam Network > Utility Block [UB]A > Steam Generators & TurbinesA > UB HP-2 Fuel Fired BoilerB-fuel fired boiler b > UB HP-2 Fuel Fired Boiler Soot Blower SystemA | UB HP-2 Fuel Fired Boiler Soot Blower System | Soot Blower Steam Flow | metric_ton/h
k_5jmv8q | k_18w7um0 | United > Steam Network > Utility Block [UB]A > Steam Generators & TurbinesA > UB HP-2 Fuel Fired BoilerB-fuel fired boiler b > UB HP-2 Fuel Fired Boiler Soot Blower SystemA | UB HP-2 Fuel Fired Boiler Soot Blower System | Soot Blower Steam Pressure | bar
k_a04w93 | k_35344c | United > Steam Network > Utility Block [UB]A > Steam Generators & TurbinesA > UB HP-2 Fuel Fired BoilerB-fuel fired boiler b > UB HP-2 Fuel Fired Boiler StackA | UB HP-2 Fuel Fired Boiler Stack | CO in Flue Gas | ppm
k_a04w93 | k_8jgvhh | United > Steam Network > Utility Block [UB]A > Steam Generators & TurbinesA > UB HP-2 Fuel Fired BoilerB-fuel fired boiler b > UB HP-2 Fuel Fired Boiler StackA | UB HP-2 Fuel Fired Boiler Stack | Flue Gas Flow | Nm3/h
k_a04w93 | k_1vbicnc | United > Steam Network > Utility Block [UB]A > Steam Generators & TurbinesA > UB HP-2 Fuel Fired BoilerB-fuel fired boiler b > UB HP-2 Fuel Fired Boiler StackA | UB HP-2 Fuel Fired Boiler Stack | NOx Emission | ppm
k_a04w93 | k_hdgnql | United > Steam Network > Utility Block [UB]A > Steam Generators & TurbinesA > UB HP-2 Fuel Fired BoilerB-fuel fired boiler b > UB HP-2 Fuel Fired Boiler StackA | UB HP-2 Fuel Fired Boiler Stack | O2 in Flue Gas | vol% | UN.UO.71AC1204.PV
k_a04w93 | k_zp1jjp | United > Steam Network > Utility Block [UB]A > Steam Generators & TurbinesA > UB HP-2 Fuel Fired BoilerB-fuel fired boiler b > UB HP-2 Fuel Fired Boiler StackA | UB HP-2 Fuel Fired Boiler Stack | SOx Emission | ppm
k_a04w93 | k_1gj6aib | United > Steam Network > Utility Block [UB]A > Steam Generators & TurbinesA > UB HP-2 Fuel Fired BoilerB-fuel fired boiler b > UB HP-2 Fuel Fired Boiler StackA | UB HP-2 Fuel Fired Boiler Stack | Stack Draft | mmH2O
k_a04w93 | k_kdgxzu | United > Steam Network > Utility Block [UB]A > Steam Generators & TurbinesA > UB HP-2 Fuel Fired BoilerB-fuel fired boiler b > UB HP-2 Fuel Fired Boiler StackA | UB HP-2 Fuel Fired Boiler Stack | Stack Temperature | degC | UN.UO.71TI1207.PV
k_3jaxnt | k_ky6ib2 | United > Steam Network > Utility Block [UB]A > Steam Generators & TurbinesA > UB HP-2 Fuel Fired BoilerB-fuel fired boiler b > UB HP-2 Fuel Fired Boiler Steam DrumA | UB HP-2 Fuel Fired Boiler Steam Drum | Drum Level | percent | UN.UO.71LC1202A.PV
k_3jaxnt | k_edsejh | United > Steam Network > Utility Block [UB]A > Steam Generators & TurbinesA > UB HP-2 Fuel Fired BoilerB-fuel fired boiler b > UB HP-2 Fuel Fired Boiler Steam DrumA | UB HP-2 Fuel Fired Boiler Steam Drum | Drum Pressure | bar | UN.UO.71PC1203.PV
k_3jaxnt | k_5moahg | United > Steam Network > Utility Block [UB]A > Steam Generators & TurbinesA > UB HP-2 Fuel Fired BoilerB-fuel fired boiler b > UB HP-2 Fuel Fired Boiler Steam DrumA | UB HP-2 Fuel Fired Boiler Steam Drum | Drum Temperature | degC
k_3jaxnt | k_1e1v39f | United > Steam Network > Utility Block [UB]A > Steam Generators & TurbinesA > UB HP-2 Fuel Fired BoilerB-fuel fired boiler b > UB HP-2 Fuel Fired Boiler Steam DrumA | UB HP-2 Fuel Fired Boiler Steam Drum | Drum Vent Flow | metric_ton/h
k_17clrjb | k_1d3s2jc | United > Steam Network > Utility Block [UB]A > Steam Generators & TurbinesA > UB HP-2 Fuel Fired BoilerB-fuel fired boiler b > UB HP-2 Fuel Fired Boiler SuperheaterA | UB HP-2 Fuel Fired Boiler Superheater | Attemperator Flow Opening | percent
k_17clrjb | k_i5e1fp | United > Steam Network > Utility Block [UB]A > Steam Generators & TurbinesA > UB HP-2 Fuel Fired BoilerB-fuel fired boiler b > UB HP-2 Fuel Fired Boiler SuperheaterA | UB HP-2 Fuel Fired Boiler Superheater | Attemperator Spray Flow | metric_ton/h | UN.UO.71FI1201.PV
k_17clrjb | k_1bspw6h | United > Steam Network > Utility Block [UB]A > Steam Generators & TurbinesA > UB HP-2 Fuel Fired BoilerB-fuel fired boiler b > UB HP-2 Fuel Fired Boiler SuperheaterA | UB HP-2 Fuel Fired Boiler Superheater | Steam Inlet Pressure | bar
k_17clrjb | k_mkfsgw | United > Steam Network > Utility Block [UB]A > Steam Generators & TurbinesA > UB HP-2 Fuel Fired BoilerB-fuel fired boiler b > UB HP-2 Fuel Fired Boiler SuperheaterA | UB HP-2 Fuel Fired Boiler Superheater | Steam Inlet Temperature | degC | UN.UO.71TI1219.PV
k_17clrjb | k_maamyo | United > Steam Network > Utility Block [UB]A > Steam Generators & TurbinesA > UB HP-2 Fuel Fired BoilerB-fuel fired boiler b > UB HP-2 Fuel Fired Boiler SuperheaterA | UB HP-2 Fuel Fired Boiler Superheater | Steam Outlet Pressure | bar
k_17clrjb | k_1injpbd | United > Steam Network > Utility Block [UB]A > Steam Generators & TurbinesA > UB HP-2 Fuel Fired BoilerB-fuel fired boiler b > UB HP-2 Fuel Fired Boiler SuperheaterA | UB HP-2 Fuel Fired Boiler Superheater | Steam Outlet Temperature | degC
k_17clrjb | k_35qiwd | United > Steam Network > Utility Block [UB]A > Steam Generators & TurbinesA > UB HP-2 Fuel Fired BoilerB-fuel fired boiler b > UB HP-2 Fuel Fired Boiler SuperheaterA | UB HP-2 Fuel Fired Boiler Superheater | Tube Skin Temperature | degC
k_l2wj27 | k_apcvld | United > Steam Network > Utility Block [UB]A > Steam Generators & TurbinesA > UB HP-2 Fuel Fired BoilerC-fuel fired boiler c | UB HP-2 Fuel Fired Boiler | Steam Output | metric_ton/h | UN.UO.71FI1301.PV
k_l2wj27 | k_1toc0q3 | United > Steam Network > Utility Block [UB]A > Steam Generators & TurbinesA > UB HP-2 Fuel Fired BoilerC-fuel fired boiler c | UB HP-2 Fuel Fired Boiler | Steam Pressure | bar | UN.UO.71PC1113.PV
k_l2wj27 | k_a18obm | United > Steam Network > Utility Block [UB]A > Steam Generators & TurbinesA > UB HP-2 Fuel Fired BoilerC-fuel fired boiler c | UB HP-2 Fuel Fired Boiler | Steam Temperature | degC | UN.UO.71TC1111.PV
k_l2wj27 | k_ksx4bs | United > Steam Network > Utility Block [UB]A > Steam Generators & TurbinesA > UB HP-2 Fuel Fired BoilerC-fuel fired boiler c | UB HP-2 Fuel Fired Boiler | Flue Gas O2 | mol% | UN.UO.71AC1304.PV
k_l2wj27 | k_ksx4bs | United > Steam Network > Utility Block [UB]A > Steam Generators & TurbinesA > UB HP-2 Fuel Fired BoilerC-fuel fired boiler c | UB HP-2 Fuel Fired Boiler | Fuel Gas C1 | mol% | AR.AR5.DCS.Process.AI51211.PV
k_l2wj27 | k_ksx4bs | United > Steam Network > Utility Block [UB]A > Steam Generators & TurbinesA > UB HP-2 Fuel Fired BoilerC-fuel fired boiler c | UB HP-2 Fuel Fired Boiler | Fuel Gas C2 | mol% | AR.AR5.DCS.Process.AI51212.PV
k_l2wj27 | k_ksx4bs | United > Steam Network > Utility Block [UB]A > Steam Generators & TurbinesA > UB HP-2 Fuel Fired BoilerC-fuel fired boiler c | UB HP-2 Fuel Fired Boiler | Fuel Gas C3 | mol% | AR.AR5.DCS.Process.AI51213.PV
k_l2wj27 | k_ksx4bs | United > Steam Network > Utility Block [UB]A > Steam Generators & TurbinesA > UB HP-2 Fuel Fired BoilerC-fuel fired boiler c | UB HP-2 Fuel Fired Boiler | Fuel Gas CO2 | mol% | AR.AR5.DCS.Process.AI51217.PV
k_l2wj27 | k_ksx4bs | United > Steam Network > Utility Block [UB]A > Steam Generators & TurbinesA > UB HP-2 Fuel Fired BoilerC-fuel fired boiler c | UB HP-2 Fuel Fired Boiler | Fuel Gas Flow | metric_ton/h | UN.UO.71FC1304.PV
k_l2wj27 | k_ksx4bs | United > Steam Network > Utility Block [UB]A > Steam Generators & TurbinesA > UB HP-2 Fuel Fired BoilerC-fuel fired boiler c | UB HP-2 Fuel Fired Boiler | Fuel Gas iC4 | mol% | AR.AR5.DCS.Process.AI51215.PV
k_l2wj27 | k_ksx4bs | United > Steam Network > Utility Block [UB]A > Steam Generators & TurbinesA > UB HP-2 Fuel Fired BoilerC-fuel fired boiler c | UB HP-2 Fuel Fired Boiler | Fuel Gas iC5 | mol% | AR.AR5.DCS.Process.AI512111.PV
k_l2wj27 | k_ksx4bs | United > Steam Network > Utility Block [UB]A > Steam Generators & TurbinesA > UB HP-2 Fuel Fired BoilerC-fuel fired boiler c | UB HP-2 Fuel Fired Boiler | Fuel Gas N2 | mol% | AR.AR5.DCS.Process.AI51219.PV
k_l2wj27 | k_ksx4bs | United > Steam Network > Utility Block [UB]A > Steam Generators & TurbinesA > UB HP-2 Fuel Fired BoilerC-fuel fired boiler c | UB HP-2 Fuel Fired Boiler | Fuel Gas nC4 | mol% | AR.AR5.DCS.Process.AI51214.PV
k_l2wj27 | k_ksx4bs | United > Steam Network > Utility Block [UB]A > Steam Generators & TurbinesA > UB HP-2 Fuel Fired BoilerC-fuel fired boiler c | UB HP-2 Fuel Fired Boiler | Fuel Gas nC5 | mol% | AR.AR5.DCS.Process.AI512110.PV
k_l2wj27 | k_17yatfs | United > Steam Network > Utility Block [UB]A > Steam Generators & TurbinesA > UB HP-2 Fuel Fired BoilerC-fuel fired boiler c | UB HP-2 Fuel Fired Boiler | Boiler Efficiency | percent
k_l2wj27 | k_79nukm | United > Steam Network > Utility Block [UB]A > Steam Generators & TurbinesA > UB HP-2 Fuel Fired BoilerC-fuel fired boiler c | UB HP-2 Fuel Fired Boiler | Excess O2 | percent | UN.UO.71AC1304.PV
k_1hkq16j | k_1figvoo | United > Steam Network > Utility Block [UB]A > Steam Generators & TurbinesA > UB HP-2 Fuel Fired BoilerC-fuel fired boiler c > UB HP-2 Fuel Fired Boiler Air PreheaterA | UB HP-2 Fuel Fired Boiler Air Preheater | Air Inlet Temperature | degC | UN.UO.71TI1314B.PV
k_1hkq16j | k_xnj49t | United > Steam Network > Utility Block [UB]A > Steam Generators & TurbinesA > UB HP-2 Fuel Fired BoilerC-fuel fired boiler c > UB HP-2 Fuel Fired Boiler Air PreheaterA | UB HP-2 Fuel Fired Boiler Air Preheater | Air Outlet Temperature | degC
k_1hkq16j | k_1gp8sox | United > Steam Network > Utility Block [UB]A > Steam Generators & TurbinesA > UB HP-2 Fuel Fired BoilerC-fuel fired boiler c > UB HP-2 Fuel Fired Boiler Air PreheaterA | UB HP-2 Fuel Fired Boiler Air Preheater | Air Side Differential Pressure | bar
k_1hkq16j | k_13lrm14 | United > Steam Network > Utility Block [UB]A > Steam Generators & TurbinesA > UB HP-2 Fuel Fired BoilerC-fuel fired boiler c > UB HP-2 Fuel Fired Boiler Air PreheaterA | UB HP-2 Fuel Fired Boiler Air Preheater | Flue Inlet Temperature | degC
k_1hkq16j | k_14p58g1 | United > Steam Network > Utility Block [UB]A > Steam Generators & TurbinesA > UB HP-2 Fuel Fired BoilerC-fuel fired boiler c > UB HP-2 Fuel Fired Boiler Air PreheaterA | UB HP-2 Fuel Fired Boiler Air Preheater | Flue Outlet Temperature | degC
k_1hkq16j | k_13c96uc | United > Steam Network > Utility Block [UB]A > Steam Generators & TurbinesA > UB HP-2 Fuel Fired BoilerC-fuel fired boiler c > UB HP-2 Fuel Fired Boiler Air PreheaterA | UB HP-2 Fuel Fired Boiler Air Preheater | Leakage | percent
k_ikd2yn | k_17gov8p | United > Steam Network > Utility Block [UB]A > Steam Generators & TurbinesA > UB HP-2 Fuel Fired BoilerC-fuel fired boiler c > UB HP-2 Fuel Fired Boiler BFW SystemA | UB HP-2 Fuel Fired Boiler BFW System | BFW Header Pressure | bar | UN.UO.71PI1021A.PV
k_ikd2yn | k_11w6hnk | United > Steam Network > Utility Block [UB]A > Steam Generators & TurbinesA > UB HP-2 Fuel Fired BoilerC-fuel fired boiler c > UB HP-2 Fuel Fired Boiler BFW SystemA | UB HP-2 Fuel Fired Boiler BFW System | BFW Header Temperature | degC | UN.UO.71TI1079.PV
k_ikd2yn | k_11uslsr | United > Steam Network > Utility Block [UB]A > Steam Generators & TurbinesA > UB HP-2 Fuel Fired BoilerC-fuel fired boiler c > UB HP-2 Fuel Fired Boiler BFW SystemA | UB HP-2 Fuel Fired Boiler BFW System | BFW Inlet Flow | metric_ton/h | UN.UO.71FC1303.PV
k_ikd2yn | k_uvt3ds | United > Steam Network > Utility Block [UB]A > Steam Generators & TurbinesA > UB HP-2 Fuel Fired BoilerC-fuel fired boiler c > UB HP-2 Fuel Fired Boiler BFW SystemA | UB HP-2 Fuel Fired Boiler BFW System | BFW Quality (Conductivity) | uS/cm | UN.UO.71AI1005B.PV
k_6wlupu | k_v0c345 | United > Steam Network > Utility Block [UB]A > Steam Generators & TurbinesA > UB HP-2 Fuel Fired BoilerC-fuel fired boiler c > UB HP-2 Fuel Fired Boiler BFW SystemA > UB HP-2 Fuel Fired Boiler BFW PumpA | UB HP-2 Fuel Fired Boiler BFW Pump | Bearing Temperature | degC
k_6wlupu | k_1ssy97 | United > Steam Network > Utility Block [UB]A > Steam Generators & TurbinesA > UB HP-2 Fuel Fired BoilerC-fuel fired boiler c > UB HP-2 Fuel Fired Boiler BFW SystemA > UB HP-2 Fuel Fired Boiler BFW PumpA | UB HP-2 Fuel Fired Boiler BFW Pump | Discharge Flow | metric_ton/h
k_6wlupu | k_1k8w93w | United > Steam Network > Utility Block [UB]A > Steam Generators & TurbinesA > UB HP-2 Fuel Fired BoilerC-fuel fired boiler c > UB HP-2 Fuel Fired Boiler BFW SystemA > UB HP-2 Fuel Fired Boiler BFW PumpA | UB HP-2 Fuel Fired Boiler BFW Pump | Discharge Pressure | bar
k_6wlupu | k_tarw8v | United > Steam Network > Utility Block [UB]A > Steam Generators & TurbinesA > UB HP-2 Fuel Fired BoilerC-fuel fired boiler c > UB HP-2 Fuel Fired Boiler BFW SystemA > UB HP-2 Fuel Fired Boiler BFW PumpA | UB HP-2 Fuel Fired Boiler BFW Pump | Driver Steam Flow | metric_ton/h
k_6wlupu | k_q09ev3 | United > Steam Network > Utility Block [UB]A > Steam Generators & TurbinesA > UB HP-2 Fuel Fired BoilerC-fuel fired boiler c > UB HP-2 Fuel Fired Boiler BFW SystemA > UB HP-2 Fuel Fired Boiler BFW PumpA | UB HP-2 Fuel Fired Boiler BFW Pump | Motor Current | A
k_6wlupu | k_1qwjekd | United > Steam Network > Utility Block [UB]A > Steam Generators & TurbinesA > UB HP-2 Fuel Fired BoilerC-fuel fired boiler c > UB HP-2 Fuel Fired Boiler BFW SystemA > UB HP-2 Fuel Fired Boiler BFW PumpA | UB HP-2 Fuel Fired Boiler BFW Pump | Power Output | kW
k_6wlupu | k_6ekx96 | United > Steam Network > Utility Block [UB]A > Steam Generators & TurbinesA > UB HP-2 Fuel Fired BoilerC-fuel fired boiler c > UB HP-2 Fuel Fired Boiler BFW SystemA > UB HP-2 Fuel Fired Boiler BFW PumpA | UB HP-2 Fuel Fired Boiler BFW Pump | Speed | rpm
k_6wlupu | k_4t3fz5 | United > Steam Network > Utility Block [UB]A > Steam Generators & TurbinesA > UB HP-2 Fuel Fired BoilerC-fuel fired boiler c > UB HP-2 Fuel Fired Boiler BFW SystemA > UB HP-2 Fuel Fired Boiler BFW PumpA | UB HP-2 Fuel Fired Boiler BFW Pump | Suction Pressure | bar
k_6wlupu | k_1crix0v | United > Steam Network > Utility Block [UB]A > Steam Generators & TurbinesA > UB HP-2 Fuel Fired BoilerC-fuel fired boiler c > UB HP-2 Fuel Fired Boiler BFW SystemA > UB HP-2 Fuel Fired Boiler BFW PumpA | UB HP-2 Fuel Fired Boiler BFW Pump | Vibration | mm/s | UN.UO.71VI1872.PV
k_nc8p54 | k_1j936bw | United > Steam Network > Utility Block [UB]A > Steam Generators & TurbinesA > UB HP-2 Fuel Fired BoilerC-fuel fired boiler c > UB HP-2 Fuel Fired Boiler Blowdown SystemA | UB HP-2 Fuel Fired Boiler Blowdown System | Blowdown Conductivity | uS/cm | UN.UO.71AC1301.PV
k_nc8p54 | k_wde6w9 | United > Steam Network > Utility Block [UB]A > Steam Generators & TurbinesA > UB HP-2 Fuel Fired BoilerC-fuel fired boiler c > UB HP-2 Fuel Fired Boiler Blowdown SystemA | UB HP-2 Fuel Fired Boiler Blowdown System | Blowdown Flow Controller Opening | percent
k_nc8p54 | k_a87j0w | United > Steam Network > Utility Block [UB]A > Steam Generators & TurbinesA > UB HP-2 Fuel Fired BoilerC-fuel fired boiler c > UB HP-2 Fuel Fired Boiler Blowdown SystemA | UB HP-2 Fuel Fired Boiler Blowdown System | Blowdown TDS | ppm
k_nc8p54 | k_1o3pg98 | United > Steam Network > Utility Block [UB]A > Steam Generators & TurbinesA > UB HP-2 Fuel Fired BoilerC-fuel fired boiler c > UB HP-2 Fuel Fired Boiler Blowdown SystemA | UB HP-2 Fuel Fired Boiler Blowdown System | Continuous Blowdown Flow | metric_ton/h | UN.UO.71FC1300.PV
k_nc8p54 | k_1o9qnn0 | United > Steam Network > Utility Block [UB]A > Steam Generators & TurbinesA > UB HP-2 Fuel Fired BoilerC-fuel fired boiler c > UB HP-2 Fuel Fired Boiler Blowdown SystemA | UB HP-2 Fuel Fired Boiler Blowdown System | Flash Drum Pressure | bar
k_nc8p54 | k_prkw63 | United > Steam Network > Utility Block [UB]A > Steam Generators & TurbinesA > UB HP-2 Fuel Fired BoilerC-fuel fired boiler c > UB HP-2 Fuel Fired Boiler Blowdown SystemA | UB HP-2 Fuel Fired Boiler Blowdown System | Flash Steam Flow | metric_ton/h
k_nc8p54 | k_y9jfha | United > Steam Network > Utility Block [UB]A > Steam Generators & TurbinesA > UB HP-2 Fuel Fired BoilerC-fuel fired boiler c > UB HP-2 Fuel Fired Boiler Blowdown SystemA | UB HP-2 Fuel Fired Boiler Blowdown System | Intermittent Blowdown Flow | metric_ton/h
k_pvg02d | k_w1bgoi | United > Steam Network > Utility Block [UB]A > Steam Generators & TurbinesA > UB HP-2 Fuel Fired BoilerC-fuel fired boiler c > UB HP-2 Fuel Fired Boiler Combustion SystemA | UB HP-2 Fuel Fired Boiler Combustion System | Atomizing Steam Flow | metric_ton/h
k_pvg02d | k_1o9vma4 | United > Steam Network > Utility Block [UB]A > Steam Generators & TurbinesA > UB HP-2 Fuel Fired BoilerC-fuel fired boiler c > UB HP-2 Fuel Fired Boiler Combustion SystemA | UB HP-2 Fuel Fired Boiler Combustion System | Burner Header Pressure | bar
k_pvg02d | k_1i1kpu | United > Steam Network > Utility Block [UB]A > Steam Generators & TurbinesA > UB HP-2 Fuel Fired BoilerC-fuel fired boiler c > UB HP-2 Fuel Fired Boiler Combustion SystemA | UB HP-2 Fuel Fired Boiler Combustion System | Excess O2 Setpoint | vol%
k_pvg02d | k_1iokmn7 | United > Steam Network > Utility Block [UB]A > Steam Generators & TurbinesA > UB HP-2 Fuel Fired BoilerC-fuel fired boiler c > UB HP-2 Fuel Fired Boiler Combustion SystemA | UB HP-2 Fuel Fired Boiler Combustion System | Pilot Gas Flow | metric_ton/h
k_pvg02d | k_d2a6m1 | United > Steam Network > Utility Block [UB]A > Steam Generators & TurbinesA > UB HP-2 Fuel Fired BoilerC-fuel fired boiler c > UB HP-2 Fuel Fired Boiler Combustion SystemA | UB HP-2 Fuel Fired Boiler Combustion System | Total Combustion Air Flow | Nm3/h
k_xjuehr | k_phe95g | United > Steam Network > Utility Block [UB]A > Steam Generators & TurbinesA > UB HP-2 Fuel Fired BoilerC-fuel fired boiler c > UB HP-2 Fuel Fired Boiler Combustion SystemA > UB HP-2 Fuel Fired Boiler BurnerA | UB HP-2 Fuel Fired Boiler Burner | Burner Air Flow | Nm3/h
k_xjuehr | k_h12cpe | United > Steam Network > Utility Block [UB]A > Steam Generators & TurbinesA > UB HP-2 Fuel Fired BoilerC-fuel fired boiler c > UB HP-2 Fuel Fired Boiler Combustion SystemA > UB HP-2 Fuel Fired Boiler BurnerA | UB HP-2 Fuel Fired Boiler Burner | Burner Backpressure | bar | UN.UO.71PI1322A.PV
k_xjuehr | k_l6ec8k | United > Steam Network > Utility Block [UB]A > Steam Generators & TurbinesA > UB HP-2 Fuel Fired BoilerC-fuel fired boiler c > UB HP-2 Fuel Fired Boiler Combustion SystemA > UB HP-2 Fuel Fired Boiler BurnerA | UB HP-2 Fuel Fired Boiler Burner | Burner Fuel Flow | Nm3/h
k_xjuehr | k_1ejeitz | United > Steam Network > Utility Block [UB]A > Steam Generators & TurbinesA > UB HP-2 Fuel Fired BoilerC-fuel fired boiler c > UB HP-2 Fuel Fired Boiler Combustion SystemA > UB HP-2 Fuel Fired Boiler BurnerA | UB HP-2 Fuel Fired Boiler Burner | Flame Status
k_xjuehr | k_1m8gnu | United > Steam Network > Utility Block [UB]A > Steam Generators & TurbinesA > UB HP-2 Fuel Fired BoilerC-fuel fired boiler c > UB HP-2 Fuel Fired Boiler Combustion SystemA > UB HP-2 Fuel Fired Boiler BurnerA | UB HP-2 Fuel Fired Boiler Burner | Pilot Status
k_1aa5vu6 | k_1pvofeh | United > Steam Network > Utility Block [UB]A > Steam Generators & TurbinesA > UB HP-2 Fuel Fired BoilerC-fuel fired boiler c > UB HP-2 Fuel Fired Boiler Convection SectionA | UB HP-2 Fuel Fired Boiler Convection Section | Draft at Arch | mmH2O
k_1aa5vu6 | k_mpadq5 | United > Steam Network > Utility Block [UB]A > Steam Generators & TurbinesA > UB HP-2 Fuel Fired BoilerC-fuel fired boiler c > UB HP-2 Fuel Fired Boiler Convection SectionA | UB HP-2 Fuel Fired Boiler Convection Section | Flue Inlet Temperature | degC
k_1aa5vu6 | k_qlnluc | United > Steam Network > Utility Block [UB]A > Steam Generators & TurbinesA > UB HP-2 Fuel Fired BoilerC-fuel fired boiler c > UB HP-2 Fuel Fired Boiler Convection SectionA | UB HP-2 Fuel Fired Boiler Convection Section | Flue Outlet Temperature | degC
k_4rqyau | k_d62mg1 | United > Steam Network > Utility Block [UB]A > Steam Generators & TurbinesA > UB HP-2 Fuel Fired BoilerC-fuel fired boiler c > UB HP-2 Fuel Fired Boiler DesuperheaterA | UB HP-2 Fuel Fired Boiler Desuperheater | Inlet Steam Temperature | degC | UN.UO.71TI1306.PV
k_4rqyau | k_zj3vre | United > Steam Network > Utility Block [UB]A > Steam Generators & TurbinesA > UB HP-2 Fuel Fired BoilerC-fuel fired boiler c > UB HP-2 Fuel Fired Boiler DesuperheaterA | UB HP-2 Fuel Fired Boiler Desuperheater | Outlet Steam Setpoint | degC
k_4rqyau | k_v0m1jc | United > Steam Network > Utility Block [UB]A > Steam Generators & TurbinesA > UB HP-2 Fuel Fired BoilerC-fuel fired boiler c > UB HP-2 Fuel Fired Boiler DesuperheaterA | UB HP-2 Fuel Fired Boiler Desuperheater | Outlet Steam Temperature | degC | UN.UO.71TC1311.PV
k_4rqyau | k_1ue0qto | United > Steam Network > Utility Block [UB]A > Steam Generators & TurbinesA > UB HP-2 Fuel Fired BoilerC-fuel fired boiler c > UB HP-2 Fuel Fired Boiler DesuperheaterA | UB HP-2 Fuel Fired Boiler Desuperheater | Spray Valve Opening | percent
k_4rqyau | k_7wyl3 | United > Steam Network > Utility Block [UB]A > Steam Generators & TurbinesA > UB HP-2 Fuel Fired BoilerC-fuel fired boiler c > UB HP-2 Fuel Fired Boiler DesuperheaterA | UB HP-2 Fuel Fired Boiler Desuperheater | Spray Water Flow | metric_ton/h | UN.UO.71FI1302.PV
k_16a34so | k_1mqjxwy | United > Steam Network > Utility Block [UB]A > Steam Generators & TurbinesA > UB HP-2 Fuel Fired BoilerC-fuel fired boiler c > UB HP-2 Fuel Fired Boiler EconomizerA | UB HP-2 Fuel Fired Boiler Economizer | BFW Inlet Temperature | degC | UN.UO.71TI1310.PV
k_16a34so | k_mwqngb | United > Steam Network > Utility Block [UB]A > Steam Generators & TurbinesA > UB HP-2 Fuel Fired BoilerC-fuel fired boiler c > UB HP-2 Fuel Fired Boiler EconomizerA | UB HP-2 Fuel Fired Boiler Economizer | BFW Outlet Temperature | degC | UN.UO.71TI1302.PV
k_16a34so | k_bs2lqz | United > Steam Network > Utility Block [UB]A > Steam Generators & TurbinesA > UB HP-2 Fuel Fired BoilerC-fuel fired boiler c > UB HP-2 Fuel Fired Boiler EconomizerA | UB HP-2 Fuel Fired Boiler Economizer | Flue Inlet Temperature | degC
k_16a34so | k_1a0bc6q | United > Steam Network > Utility Block [UB]A > Steam Generators & TurbinesA > UB HP-2 Fuel Fired BoilerC-fuel fired boiler c > UB HP-2 Fuel Fired Boiler EconomizerA | UB HP-2 Fuel Fired Boiler Economizer | Flue Outlet Temperature | degC
k_1tvlic7 | k_1x0z6iz | United > Steam Network > Utility Block [UB]A > Steam Generators & TurbinesA > UB HP-2 Fuel Fired BoilerC-fuel fired boiler c > UB HP-2 Fuel Fired Boiler Evaporator SectionA | UB HP-2 Fuel Fired Boiler Evaporator Section | Inlet Gas Temperature | degC
k_1tvlic7 | k_1d96paa | United > Steam Network > Utility Block [UB]A > Steam Generators & TurbinesA > UB HP-2 Fuel Fired BoilerC-fuel fired boiler c > UB HP-2 Fuel Fired Boiler Evaporator SectionA | UB HP-2 Fuel Fired Boiler Evaporator Section | Outlet Gas Temperature | degC
k_1tvlic7 | k_74iqdc | United > Steam Network > Utility Block [UB]A > Steam Generators & TurbinesA > UB HP-2 Fuel Fired BoilerC-fuel fired boiler c > UB HP-2 Fuel Fired Boiler Evaporator SectionA | UB HP-2 Fuel Fired Boiler Evaporator Section | Steam Generation | metric_ton/h
k_1tvlic7 | k_1odhd6y | United > Steam Network > Utility Block [UB]A > Steam Generators & TurbinesA > UB HP-2 Fuel Fired BoilerC-fuel fired boiler c > UB HP-2 Fuel Fired Boiler Evaporator SectionA | UB HP-2 Fuel Fired Boiler Evaporator Section | Tube Differential Pressure | bar
k_1qn8y0y | k_ato0g5 | United > Steam Network > Utility Block [UB]A > Steam Generators & TurbinesA > UB HP-2 Fuel Fired BoilerC-fuel fired boiler c > UB HP-2 Fuel Fired Boiler FD FanA | UB HP-2 Fuel Fired Boiler FD Fan | Bearing Temperature | degC
k_1qn8y0y | k_1q3c97g | United > Steam Network > Utility Block [UB]A > Steam Generators & TurbinesA > UB HP-2 Fuel Fired BoilerC-fuel fired boiler c > UB HP-2 Fuel Fired Boiler FD FanA | UB HP-2 Fuel Fired Boiler FD Fan | Discharge Pressure | bar
k_1qn8y0y | k_1x5i658 | United > Steam Network > Utility Block [UB]A > Steam Generators & TurbinesA > UB HP-2 Fuel Fired BoilerC-fuel fired boiler c > UB HP-2 Fuel Fired Boiler FD FanA | UB HP-2 Fuel Fired Boiler FD Fan | Inlet Damper Opening | percent
k_1qn8y0y | k_eyhfcv | United > Steam Network > Utility Block [UB]A > Steam Generators & TurbinesA > UB HP-2 Fuel Fired BoilerC-fuel fired boiler c > UB HP-2 Fuel Fired Boiler FD FanA | UB HP-2 Fuel Fired Boiler FD Fan | Motor Current | A
k_1qn8y0y | k_nq7ize | United > Steam Network > Utility Block [UB]A > Steam Generators & TurbinesA > UB HP-2 Fuel Fired BoilerC-fuel fired boiler c > UB HP-2 Fuel Fired Boiler FD FanA | UB HP-2 Fuel Fired Boiler FD Fan | Speed | rpm
k_1qn8y0y | k_1hc9mb3 | United > Steam Network > Utility Block [UB]A > Steam Generators & TurbinesA > UB HP-2 Fuel Fired BoilerC-fuel fired boiler c > UB HP-2 Fuel Fired Boiler FD FanA | UB HP-2 Fuel Fired Boiler FD Fan | Vibration | mm/s
k_3942x9 | k_x3hcqy | United > Steam Network > Utility Block [UB]A > Steam Generators & TurbinesA > UB HP-2 Fuel Fired BoilerC-fuel fired boiler c > UB HP-2 Fuel Fired Boiler ID FanA | UB HP-2 Fuel Fired Boiler ID Fan | Bearing Temperature | degC
k_3942x9 | k_9869df | United > Steam Network > Utility Block [UB]A > Steam Generators & TurbinesA > UB HP-2 Fuel Fired BoilerC-fuel fired boiler c > UB HP-2 Fuel Fired Boiler ID FanA | UB HP-2 Fuel Fired Boiler ID Fan | Discharge Pressure | bar
k_3942x9 | k_1p8pxbn | United > Steam Network > Utility Block [UB]A > Steam Generators & TurbinesA > UB HP-2 Fuel Fired BoilerC-fuel fired boiler c > UB HP-2 Fuel Fired Boiler ID FanA | UB HP-2 Fuel Fired Boiler ID Fan | Inlet Damper Opening | percent
k_3942x9 | k_1yssm9c | United > Steam Network > Utility Block [UB]A > Steam Generators & TurbinesA > UB HP-2 Fuel Fired BoilerC-fuel fired boiler c > UB HP-2 Fuel Fired Boiler ID FanA | UB HP-2 Fuel Fired Boiler ID Fan | Motor Current | A
k_3942x9 | k_ynkeqd | United > Steam Network > Utility Block [UB]A > Steam Generators & TurbinesA > UB HP-2 Fuel Fired BoilerC-fuel fired boiler c > UB HP-2 Fuel Fired Boiler ID FanA | UB HP-2 Fuel Fired Boiler ID Fan | Speed | rpm
k_3942x9 | k_1r0mgio | United > Steam Network > Utility Block [UB]A > Steam Generators & TurbinesA > UB HP-2 Fuel Fired BoilerC-fuel fired boiler c > UB HP-2 Fuel Fired Boiler ID FanA | UB HP-2 Fuel Fired Boiler ID Fan | Vibration | mm/s
k_1pw1zid | k_1nvw356 | United > Steam Network > Utility Block [UB]A > Steam Generators & TurbinesA > UB HP-2 Fuel Fired BoilerC-fuel fired boiler c > UB HP-2 Fuel Fired Boiler Radiant SectionA | UB HP-2 Fuel Fired Boiler Radiant Section | Box Draft | mmH2O
k_1pw1zid | k_1q81zty | United > Steam Network > Utility Block [UB]A > Steam Generators & TurbinesA > UB HP-2 Fuel Fired BoilerC-fuel fired boiler c > UB HP-2 Fuel Fired Boiler Radiant SectionA | UB HP-2 Fuel Fired Boiler Radiant Section | Radiant Box Temperature | degC
k_1pw1zid | k_1x71twj | United > Steam Network > Utility Block [UB]A > Steam Generators & TurbinesA > UB HP-2 Fuel Fired BoilerC-fuel fired boiler c > UB HP-2 Fuel Fired Boiler Radiant SectionA | UB HP-2 Fuel Fired Boiler Radiant Section | Tube Skin Temperature (TMT) | degC
k_sdx8dm | k_s57fzl | United > Steam Network > Utility Block [UB]A > Steam Generators & TurbinesA > UB HP-2 Fuel Fired BoilerC-fuel fired boiler c > UB HP-2 Fuel Fired Boiler Soot Blower SystemA | UB HP-2 Fuel Fired Boiler Soot Blower System | Cycle Status
k_sdx8dm | k_1c17vnn | United > Steam Network > Utility Block [UB]A > Steam Generators & TurbinesA > UB HP-2 Fuel Fired BoilerC-fuel fired boiler c > UB HP-2 Fuel Fired Boiler Soot Blower SystemA | UB HP-2 Fuel Fired Boiler Soot Blower System | Last Run Time | h
k_sdx8dm | k_4oho27 | United > Steam Network > Utility Block [UB]A > Steam Generators & TurbinesA > UB HP-2 Fuel Fired BoilerC-fuel fired boiler c > UB HP-2 Fuel Fired Boiler Soot Blower SystemA | UB HP-2 Fuel Fired Boiler Soot Blower System | Soot Blower Steam Flow | metric_ton/h
k_sdx8dm | k_10t50ag | United > Steam Network > Utility Block [UB]A > Steam Generators & TurbinesA > UB HP-2 Fuel Fired BoilerC-fuel fired boiler c > UB HP-2 Fuel Fired Boiler Soot Blower SystemA | UB HP-2 Fuel Fired Boiler Soot Blower System | Soot Blower Steam Pressure | bar
k_1dvqn9j | k_gj79ng | United > Steam Network > Utility Block [UB]A > Steam Generators & TurbinesA > UB HP-2 Fuel Fired BoilerC-fuel fired boiler c > UB HP-2 Fuel Fired Boiler StackA | UB HP-2 Fuel Fired Boiler Stack | CO in Flue Gas | ppm
k_1dvqn9j | k_1fzud7p | United > Steam Network > Utility Block [UB]A > Steam Generators & TurbinesA > UB HP-2 Fuel Fired BoilerC-fuel fired boiler c > UB HP-2 Fuel Fired Boiler StackA | UB HP-2 Fuel Fired Boiler Stack | Flue Gas Flow | Nm3/h
k_1dvqn9j | k_j4ont4 | United > Steam Network > Utility Block [UB]A > Steam Generators & TurbinesA > UB HP-2 Fuel Fired BoilerC-fuel fired boiler c > UB HP-2 Fuel Fired Boiler StackA | UB HP-2 Fuel Fired Boiler Stack | NOx Emission | ppm
k_1dvqn9j | k_urkt9p | United > Steam Network > Utility Block [UB]A > Steam Generators & TurbinesA > UB HP-2 Fuel Fired BoilerC-fuel fired boiler c > UB HP-2 Fuel Fired Boiler StackA | UB HP-2 Fuel Fired Boiler Stack | O2 in Flue Gas | vol% | UN.UO.71AC1304.PV
k_1dvqn9j | k_1mjbwol | United > Steam Network > Utility Block [UB]A > Steam Generators & TurbinesA > UB HP-2 Fuel Fired BoilerC-fuel fired boiler c > UB HP-2 Fuel Fired Boiler StackA | UB HP-2 Fuel Fired Boiler Stack | SOx Emission | ppm
k_1dvqn9j | k_n398z7 | United > Steam Network > Utility Block [UB]A > Steam Generators & TurbinesA > UB HP-2 Fuel Fired BoilerC-fuel fired boiler c > UB HP-2 Fuel Fired Boiler StackA | UB HP-2 Fuel Fired Boiler Stack | Stack Draft | mmH2O
k_1dvqn9j | k_1lnqdy2 | United > Steam Network > Utility Block [UB]A > Steam Generators & TurbinesA > UB HP-2 Fuel Fired BoilerC-fuel fired boiler c > UB HP-2 Fuel Fired Boiler StackA | UB HP-2 Fuel Fired Boiler Stack | Stack Temperature | degC | UN.UO.71TI1307.PV
k_ovmne1 | k_10pb8z2 | United > Steam Network > Utility Block [UB]A > Steam Generators & TurbinesA > UB HP-2 Fuel Fired BoilerC-fuel fired boiler c > UB HP-2 Fuel Fired Boiler Steam DrumA | UB HP-2 Fuel Fired Boiler Steam Drum | Drum Level | percent | UN.UO.71LC1302A.PV
k_ovmne1 | k_119j3bx | United > Steam Network > Utility Block [UB]A > Steam Generators & TurbinesA > UB HP-2 Fuel Fired BoilerC-fuel fired boiler c > UB HP-2 Fuel Fired Boiler Steam DrumA | UB HP-2 Fuel Fired Boiler Steam Drum | Drum Pressure | bar | UN.UO.71PC1303.PV
k_ovmne1 | k_1fnpuz8 | United > Steam Network > Utility Block [UB]A > Steam Generators & TurbinesA > UB HP-2 Fuel Fired BoilerC-fuel fired boiler c > UB HP-2 Fuel Fired Boiler Steam DrumA | UB HP-2 Fuel Fired Boiler Steam Drum | Drum Temperature | degC
k_ovmne1 | k_nt37lv | United > Steam Network > Utility Block [UB]A > Steam Generators & TurbinesA > UB HP-2 Fuel Fired BoilerC-fuel fired boiler c > UB HP-2 Fuel Fired Boiler Steam DrumA | UB HP-2 Fuel Fired Boiler Steam Drum | Drum Vent Flow | metric_ton/h
k_11c7stj | k_1u9eg2g | United > Steam Network > Utility Block [UB]A > Steam Generators & TurbinesA > UB HP-2 Fuel Fired BoilerC-fuel fired boiler c > UB HP-2 Fuel Fired Boiler SuperheaterA | UB HP-2 Fuel Fired Boiler Superheater | Attemperator Flow Opening | percent
k_11c7stj | k_jv0b0l | United > Steam Network > Utility Block [UB]A > Steam Generators & TurbinesA > UB HP-2 Fuel Fired BoilerC-fuel fired boiler c > UB HP-2 Fuel Fired Boiler SuperheaterA | UB HP-2 Fuel Fired Boiler Superheater | Attemperator Spray Flow | metric_ton/h | UN.UO.71FI1301.PV
k_11c7stj | k_1tl6vjd | United > Steam Network > Utility Block [UB]A > Steam Generators & TurbinesA > UB HP-2 Fuel Fired BoilerC-fuel fired boiler c > UB HP-2 Fuel Fired Boiler SuperheaterA | UB HP-2 Fuel Fired Boiler Superheater | Steam Inlet Pressure | bar
k_11c7stj | k_oa221s | United > Steam Network > Utility Block [UB]A > Steam Generators & TurbinesA > UB HP-2 Fuel Fired BoilerC-fuel fired boiler c > UB HP-2 Fuel Fired Boiler SuperheaterA | UB HP-2 Fuel Fired Boiler Superheater | Steam Inlet Temperature | degC | UN.UO.71TI1319.PV
k_11c7stj | k_154ylz4 | United > Steam Network > Utility Block [UB]A > Steam Generators & TurbinesA > UB HP-2 Fuel Fired BoilerC-fuel fired boiler c > UB HP-2 Fuel Fired Boiler SuperheaterA | UB HP-2 Fuel Fired Boiler Superheater | Steam Outlet Pressure | bar
k_11c7stj | k_143ufhl | United > Steam Network > Utility Block [UB]A > Steam Generators & TurbinesA > UB HP-2 Fuel Fired BoilerC-fuel fired boiler c > UB HP-2 Fuel Fired Boiler SuperheaterA | UB HP-2 Fuel Fired Boiler Superheater | Steam Outlet Temperature | degC
k_11c7stj | k_m0ehwt | United > Steam Network > Utility Block [UB]A > Steam Generators & TurbinesA > UB HP-2 Fuel Fired BoilerC-fuel fired boiler c > UB HP-2 Fuel Fired Boiler SuperheaterA | UB HP-2 Fuel Fired Boiler Superheater | Tube Skin Temperature | degC
k_3la133 | k_1f1uuep | United > Steam Network > Utility Block [UB]A > Steam Generators & TurbinesA > UB HP-2 Fuel Fired BoilerD-fuel fired boiler d | UB HP-2 Fuel Fired Boiler | Steam Output | metric_ton/h | UN.UO.71FI1401.PV
k_3la133 | k_zn47cb | United > Steam Network > Utility Block [UB]A > Steam Generators & TurbinesA > UB HP-2 Fuel Fired BoilerD-fuel fired boiler d | UB HP-2 Fuel Fired Boiler | Steam Pressure | bar | UN.UO.71PC1113.PV
k_3la133 | k_1ypc6g2 | United > Steam Network > Utility Block [UB]A > Steam Generators & TurbinesA > UB HP-2 Fuel Fired BoilerD-fuel fired boiler d | UB HP-2 Fuel Fired Boiler | Steam Temperature | degC | UN.UO.71TC1111.PV
k_3la133 | k_12n2eug | United > Steam Network > Utility Block [UB]A > Steam Generators & TurbinesA > UB HP-2 Fuel Fired BoilerD-fuel fired boiler d | UB HP-2 Fuel Fired Boiler | Flue Gas O2 | mol% | UN.UO.71AC1404.PV
k_3la133 | k_12n2eug | United > Steam Network > Utility Block [UB]A > Steam Generators & TurbinesA > UB HP-2 Fuel Fired BoilerD-fuel fired boiler d | UB HP-2 Fuel Fired Boiler | Fuel Gas C1 | mol% | AR.AR5.DCS.Process.AI51211.PV
k_3la133 | k_12n2eug | United > Steam Network > Utility Block [UB]A > Steam Generators & TurbinesA > UB HP-2 Fuel Fired BoilerD-fuel fired boiler d | UB HP-2 Fuel Fired Boiler | Fuel Gas C2 | mol% | AR.AR5.DCS.Process.AI51212.PV
k_3la133 | k_12n2eug | United > Steam Network > Utility Block [UB]A > Steam Generators & TurbinesA > UB HP-2 Fuel Fired BoilerD-fuel fired boiler d | UB HP-2 Fuel Fired Boiler | Fuel Gas C3 | mol% | AR.AR5.DCS.Process.AI51213.PV
k_3la133 | k_12n2eug | United > Steam Network > Utility Block [UB]A > Steam Generators & TurbinesA > UB HP-2 Fuel Fired BoilerD-fuel fired boiler d | UB HP-2 Fuel Fired Boiler | Fuel Gas CO2 | mol% | AR.AR5.DCS.Process.AI51217.PV
k_3la133 | k_12n2eug | United > Steam Network > Utility Block [UB]A > Steam Generators & TurbinesA > UB HP-2 Fuel Fired BoilerD-fuel fired boiler d | UB HP-2 Fuel Fired Boiler | Fuel Gas Flow | metric_ton/h | UN.UO.71FC1404.PV
k_3la133 | k_12n2eug | United > Steam Network > Utility Block [UB]A > Steam Generators & TurbinesA > UB HP-2 Fuel Fired BoilerD-fuel fired boiler d | UB HP-2 Fuel Fired Boiler | Fuel Gas iC4 | mol% | AR.AR5.DCS.Process.AI51215.PV
k_3la133 | k_12n2eug | United > Steam Network > Utility Block [UB]A > Steam Generators & TurbinesA > UB HP-2 Fuel Fired BoilerD-fuel fired boiler d | UB HP-2 Fuel Fired Boiler | Fuel Gas iC5 | mol% | AR.AR5.DCS.Process.AI512111.PV
k_3la133 | k_12n2eug | United > Steam Network > Utility Block [UB]A > Steam Generators & TurbinesA > UB HP-2 Fuel Fired BoilerD-fuel fired boiler d | UB HP-2 Fuel Fired Boiler | Fuel Gas N2 | mol% | AR.AR5.DCS.Process.AI51219.PV
k_3la133 | k_12n2eug | United > Steam Network > Utility Block [UB]A > Steam Generators & TurbinesA > UB HP-2 Fuel Fired BoilerD-fuel fired boiler d | UB HP-2 Fuel Fired Boiler | Fuel Gas nC4 | mol% | AR.AR5.DCS.Process.AI51214.PV
k_3la133 | k_12n2eug | United > Steam Network > Utility Block [UB]A > Steam Generators & TurbinesA > UB HP-2 Fuel Fired BoilerD-fuel fired boiler d | UB HP-2 Fuel Fired Boiler | Fuel Gas nC5 | mol% | AR.AR5.DCS.Process.AI512110.PV
k_3la133 | k_xla9l4 | United > Steam Network > Utility Block [UB]A > Steam Generators & TurbinesA > UB HP-2 Fuel Fired BoilerD-fuel fired boiler d | UB HP-2 Fuel Fired Boiler | Boiler Efficiency | percent
k_3la133 | k_p3t53a | United > Steam Network > Utility Block [UB]A > Steam Generators & TurbinesA > UB HP-2 Fuel Fired BoilerD-fuel fired boiler d | UB HP-2 Fuel Fired Boiler | Excess O2 | percent | UN.UO.71AC1404.PV
k_1k4nw8r | k_1q5hcyw | United > Steam Network > Utility Block [UB]A > Steam Generators & TurbinesA > UB HP-2 Fuel Fired BoilerD-fuel fired boiler d > UB HP-2 Fuel Fired Boiler Air PreheaterA | UB HP-2 Fuel Fired Boiler Air Preheater | Air Inlet Temperature | degC | UN.UO.71TI1414B.PV
k_1k4nw8r | k_tleorl | United > Steam Network > Utility Block [UB]A > Steam Generators & TurbinesA > UB HP-2 Fuel Fired BoilerD-fuel fired boiler d > UB HP-2 Fuel Fired Boiler Air PreheaterA | UB HP-2 Fuel Fired Boiler Air Preheater | Air Outlet Temperature | degC
k_1k4nw8r | k_1j9jkch | United > Steam Network > Utility Block [UB]A > Steam Generators & TurbinesA > UB HP-2 Fuel Fired BoilerD-fuel fired boiler d > UB HP-2 Fuel Fired Boiler Air PreheaterA | UB HP-2 Fuel Fired Boiler Air Preheater | Air Side Differential Pressure | bar
k_1k4nw8r | k_zjn6iw | United > Steam Network > Utility Block [UB]A > Steam Generators & TurbinesA > UB HP-2 Fuel Fired BoilerD-fuel fired boiler d > UB HP-2 Fuel Fired Boiler Air PreheaterA | UB HP-2 Fuel Fired Boiler Air Preheater | Flue Inlet Temperature | degC
k_1k4nw8r | k_1ctb4ox | United > Steam Network > Utility Block [UB]A > Steam Generators & TurbinesA > UB HP-2 Fuel Fired BoilerD-fuel fired boiler d > UB HP-2 Fuel Fired Boiler Air PreheaterA | UB HP-2 Fuel Fired Boiler Air Preheater | Flue Outlet Temperature | degC
k_1k4nw8r | k_15y0db8 | United > Steam Network > Utility Block [UB]A > Steam Generators & TurbinesA > UB HP-2 Fuel Fired BoilerD-fuel fired boiler d > UB HP-2 Fuel Fired Boiler Air PreheaterA | UB HP-2 Fuel Fired Boiler Air Preheater | Leakage | percent
k_b4jbun | k_d0a0tl | United > Steam Network > Utility Block [UB]A > Steam Generators & TurbinesA > UB HP-2 Fuel Fired BoilerD-fuel fired boiler d > UB HP-2 Fuel Fired Boiler BFW SystemA | UB HP-2 Fuel Fired Boiler BFW System | BFW Header Pressure | bar | UN.UO.71PI1021A.PV
k_b4jbun | k_1nhrgio | United > Steam Network > Utility Block [UB]A > Steam Generators & TurbinesA > UB HP-2 Fuel Fired BoilerD-fuel fired boiler d > UB HP-2 Fuel Fired Boiler BFW SystemA | UB HP-2 Fuel Fired Boiler BFW System | BFW Header Temperature | degC | UN.UO.71TI1079.PV
k_b4jbun | k_17dppej | United > Steam Network > Utility Block [UB]A > Steam Generators & TurbinesA > UB HP-2 Fuel Fired BoilerD-fuel fired boiler d > UB HP-2 Fuel Fired Boiler BFW SystemA | UB HP-2 Fuel Fired Boiler BFW System | BFW Inlet Flow | metric_ton/h | UN.UO.71FC1403.PV
k_b4jbun | k_12zyzmo | United > Steam Network > Utility Block [UB]A > Steam Generators & TurbinesA > UB HP-2 Fuel Fired BoilerD-fuel fired boiler d > UB HP-2 Fuel Fired Boiler BFW SystemA | UB HP-2 Fuel Fired Boiler BFW System | BFW Quality (Conductivity) | uS/cm | UN.UO.71AI1005B.PV
k_1xi6pmq | k_23zkg5 | United > Steam Network > Utility Block [UB]A > Steam Generators & TurbinesA > UB HP-2 Fuel Fired BoilerD-fuel fired boiler d > UB HP-2 Fuel Fired Boiler BFW SystemA > UB HP-2 Fuel Fired Boiler BFW PumpA | UB HP-2 Fuel Fired Boiler BFW Pump | Bearing Temperature | degC
k_1xi6pmq | k_54h04r | United > Steam Network > Utility Block [UB]A > Steam Generators & TurbinesA > UB HP-2 Fuel Fired BoilerD-fuel fired boiler d > UB HP-2 Fuel Fired Boiler BFW SystemA > UB HP-2 Fuel Fired Boiler BFW PumpA | UB HP-2 Fuel Fired Boiler BFW Pump | Discharge Flow | metric_ton/h
k_1xi6pmq | k_1cwwlgc | United > Steam Network > Utility Block [UB]A > Steam Generators & TurbinesA > UB HP-2 Fuel Fired BoilerD-fuel fired boiler d > UB HP-2 Fuel Fired Boiler BFW SystemA > UB HP-2 Fuel Fired Boiler BFW PumpA | UB HP-2 Fuel Fired Boiler BFW Pump | Discharge Pressure | bar
k_1xi6pmq | k_e0cv3z | United > Steam Network > Utility Block [UB]A > Steam Generators & TurbinesA > UB HP-2 Fuel Fired BoilerD-fuel fired boiler d > UB HP-2 Fuel Fired Boiler BFW SystemA > UB HP-2 Fuel Fired Boiler BFW PumpA | UB HP-2 Fuel Fired Boiler BFW Pump | Driver Steam Flow | metric_ton/h
k_1xi6pmq | k_1i38gsf | United > Steam Network > Utility Block [UB]A > Steam Generators & TurbinesA > UB HP-2 Fuel Fired BoilerD-fuel fired boiler d > UB HP-2 Fuel Fired Boiler BFW SystemA > UB HP-2 Fuel Fired Boiler BFW PumpA | UB HP-2 Fuel Fired Boiler BFW Pump | Motor Current | A
k_1xi6pmq | k_1lapjwd | United > Steam Network > Utility Block [UB]A > Steam Generators & TurbinesA > UB HP-2 Fuel Fired BoilerD-fuel fired boiler d > UB HP-2 Fuel Fired Boiler BFW SystemA > UB HP-2 Fuel Fired Boiler BFW PumpA | UB HP-2 Fuel Fired Boiler BFW Pump | Power Output | kW
k_1xi6pmq | k_1ivs8nu | United > Steam Network > Utility Block [UB]A > Steam Generators & TurbinesA > UB HP-2 Fuel Fired BoilerD-fuel fired boiler d > UB HP-2 Fuel Fired Boiler BFW SystemA > UB HP-2 Fuel Fired Boiler BFW PumpA | UB HP-2 Fuel Fired Boiler BFW Pump | Speed | rpm
k_1xi6pmq | k_26xesh | United > Steam Network > Utility Block [UB]A > Steam Generators & TurbinesA > UB HP-2 Fuel Fired BoilerD-fuel fired boiler d > UB HP-2 Fuel Fired Boiler BFW SystemA > UB HP-2 Fuel Fired Boiler BFW PumpA | UB HP-2 Fuel Fired Boiler BFW Pump | Suction Pressure | bar
k_1xi6pmq | k_1ab57ov | United > Steam Network > Utility Block [UB]A > Steam Generators & TurbinesA > UB HP-2 Fuel Fired BoilerD-fuel fired boiler d > UB HP-2 Fuel Fired Boiler BFW SystemA > UB HP-2 Fuel Fired Boiler BFW PumpA | UB HP-2 Fuel Fired Boiler BFW Pump | Vibration | mm/s
k_yc76bs | k_1rd92ks | United > Steam Network > Utility Block [UB]A > Steam Generators & TurbinesA > UB HP-2 Fuel Fired BoilerD-fuel fired boiler d > UB HP-2 Fuel Fired Boiler Blowdown SystemA | UB HP-2 Fuel Fired Boiler Blowdown System | Blowdown Conductivity | uS/cm | UN.UO.71AC1401.PV
k_yc76bs | k_nxuzu1 | United > Steam Network > Utility Block [UB]A > Steam Generators & TurbinesA > UB HP-2 Fuel Fired BoilerD-fuel fired boiler d > UB HP-2 Fuel Fired Boiler Blowdown SystemA | UB HP-2 Fuel Fired Boiler Blowdown System | Blowdown Flow Controller Opening | percent
k_yc76bs | k_1e6lspc | United > Steam Network > Utility Block [UB]A > Steam Generators & TurbinesA > UB HP-2 Fuel Fired BoilerD-fuel fired boiler d > UB HP-2 Fuel Fired Boiler Blowdown SystemA | UB HP-2 Fuel Fired Boiler Blowdown System | Blowdown TDS | ppm
k_yc76bs | k_1nonmz0 | United > Steam Network > Utility Block [UB]A > Steam Generators & TurbinesA > UB HP-2 Fuel Fired BoilerD-fuel fired boiler d > UB HP-2 Fuel Fired Boiler Blowdown SystemA | UB HP-2 Fuel Fired Boiler Blowdown System | Continuous Blowdown Flow | metric_ton/h | UN.UO.71FC1400.PV
k_yc76bs | k_1ywr4x8 | United > Steam Network > Utility Block [UB]A > Steam Generators & TurbinesA > UB HP-2 Fuel Fired BoilerD-fuel fired boiler d > UB HP-2 Fuel Fired Boiler Blowdown SystemA | UB HP-2 Fuel Fired Boiler Blowdown System | Flash Drum Pressure | bar
k_yc76bs | k_uq4biz | United > Steam Network > Utility Block [UB]A > Steam Generators & TurbinesA > UB HP-2 Fuel Fired BoilerD-fuel fired boiler d > UB HP-2 Fuel Fired Boiler Blowdown SystemA | UB HP-2 Fuel Fired Boiler Blowdown System | Flash Steam Flow | metric_ton/h
k_yc76bs | k_56cx3y | United > Steam Network > Utility Block [UB]A > Steam Generators & TurbinesA > UB HP-2 Fuel Fired BoilerD-fuel fired boiler d > UB HP-2 Fuel Fired Boiler Blowdown SystemA | UB HP-2 Fuel Fired Boiler Blowdown System | Intermittent Blowdown Flow | metric_ton/h
k_1yegmvp | k_fq9sxe | United > Steam Network > Utility Block [UB]A > Steam Generators & TurbinesA > UB HP-2 Fuel Fired BoilerD-fuel fired boiler d > UB HP-2 Fuel Fired Boiler Combustion SystemA | UB HP-2 Fuel Fired Boiler Combustion System | Atomizing Steam Flow | metric_ton/h
k_1yegmvp | k_1nutszw | United > Steam Network > Utility Block [UB]A > Steam Generators & TurbinesA > UB HP-2 Fuel Fired BoilerD-fuel fired boiler d > UB HP-2 Fuel Fired Boiler Combustion SystemA | UB HP-2 Fuel Fired Boiler Combustion System | Burner Header Pressure | bar
k_1yegmvp | k_1wh176q | United > Steam Network > Utility Block [UB]A > Steam Generators & TurbinesA > UB HP-2 Fuel Fired BoilerD-fuel fired boiler d > UB HP-2 Fuel Fired Boiler Combustion SystemA | UB HP-2 Fuel Fired Boiler Combustion System | Excess O2 Setpoint | vol%
k_1yegmvp | k_1nn4203 | United > Steam Network > Utility Block [UB]A > Steam Generators & TurbinesA > UB HP-2 Fuel Fired BoilerD-fuel fired boiler d > UB HP-2 Fuel Fired Boiler Combustion SystemA | UB HP-2 Fuel Fired Boiler Combustion System | Pilot Gas Flow | metric_ton/h
k_1yegmvp | k_1bkw41l | United > Steam Network > Utility Block [UB]A > Steam Generators & TurbinesA > UB HP-2 Fuel Fired BoilerD-fuel fired boiler d > UB HP-2 Fuel Fired Boiler Combustion SystemA | UB HP-2 Fuel Fired Boiler Combustion System | Total Combustion Air Flow | Nm3/h
k_1ie4ggv | k_1u9hwt0 | United > Steam Network > Utility Block [UB]A > Steam Generators & TurbinesA > UB HP-2 Fuel Fired BoilerD-fuel fired boiler d > UB HP-2 Fuel Fired Boiler Combustion SystemA > UB HP-2 Fuel Fired Boiler BurnerA | UB HP-2 Fuel Fired Boiler Burner | Burner Air Flow | Nm3/h
k_1ie4ggv | k_1l9h07m | United > Steam Network > Utility Block [UB]A > Steam Generators & TurbinesA > UB HP-2 Fuel Fired BoilerD-fuel fired boiler d > UB HP-2 Fuel Fired Boiler Combustion SystemA > UB HP-2 Fuel Fired Boiler BurnerA | UB HP-2 Fuel Fired Boiler Burner | Burner Backpressure | bar | UN.UO.71PI1422A.PV
k_1ie4ggv | k_hclzas | United > Steam Network > Utility Block [UB]A > Steam Generators & TurbinesA > UB HP-2 Fuel Fired BoilerD-fuel fired boiler d > UB HP-2 Fuel Fired Boiler Combustion SystemA > UB HP-2 Fuel Fired Boiler BurnerA | UB HP-2 Fuel Fired Boiler Burner | Burner Fuel Flow | Nm3/h
k_1ie4ggv | k_z8zhp3 | United > Steam Network > Utility Block [UB]A > Steam Generators & TurbinesA > UB HP-2 Fuel Fired BoilerD-fuel fired boiler d > UB HP-2 Fuel Fired Boiler Combustion SystemA > UB HP-2 Fuel Fired Boiler BurnerA | UB HP-2 Fuel Fired Boiler Burner | Flame Status
k_1ie4ggv | k_1lcxhi2 | United > Steam Network > Utility Block [UB]A > Steam Generators & TurbinesA > UB HP-2 Fuel Fired BoilerD-fuel fired boiler d > UB HP-2 Fuel Fired Boiler Combustion SystemA > UB HP-2 Fuel Fired Boiler BurnerA | UB HP-2 Fuel Fired Boiler Burner | Pilot Status
k_o2dn8u | k_1uu7urd | United > Steam Network > Utility Block [UB]A > Steam Generators & TurbinesA > UB HP-2 Fuel Fired BoilerD-fuel fired boiler d > UB HP-2 Fuel Fired Boiler Convection SectionA | UB HP-2 Fuel Fired Boiler Convection Section | Draft at Arch | mmH2O
k_o2dn8u | k_8wmjct | United > Steam Network > Utility Block [UB]A > Steam Generators & TurbinesA > UB HP-2 Fuel Fired BoilerD-fuel fired boiler d > UB HP-2 Fuel Fired Boiler Convection SectionA | UB HP-2 Fuel Fired Boiler Convection Section | Flue Inlet Temperature | degC
k_o2dn8u | k_1wjl5g4 | United > Steam Network > Utility Block [UB]A > Steam Generators & TurbinesA > UB HP-2 Fuel Fired BoilerD-fuel fired boiler d > UB HP-2 Fuel Fired Boiler Convection SectionA | UB HP-2 Fuel Fired Boiler Convection Section | Flue Outlet Temperature | degC
k_7botd2 | k_la8iox | United > Steam Network > Utility Block [UB]A > Steam Generators & TurbinesA > UB HP-2 Fuel Fired BoilerD-fuel fired boiler d > UB HP-2 Fuel Fired Boiler DesuperheaterA | UB HP-2 Fuel Fired Boiler Desuperheater | Inlet Steam Temperature | degC | UN.UO.71TI1406.PV
k_7botd2 | k_1a64d1m | United > Steam Network > Utility Block [UB]A > Steam Generators & TurbinesA > UB HP-2 Fuel Fired BoilerD-fuel fired boiler d > UB HP-2 Fuel Fired Boiler DesuperheaterA | UB HP-2 Fuel Fired Boiler Desuperheater | Outlet Steam Setpoint | degC
k_7botd2 | k_epkds8 | United > Steam Network > Utility Block [UB]A > Steam Generators & TurbinesA > UB HP-2 Fuel Fired BoilerD-fuel fired boiler d > UB HP-2 Fuel Fired Boiler DesuperheaterA | UB HP-2 Fuel Fired Boiler Desuperheater | Outlet Steam Temperature | degC | UN.UO.71TC1411.PV
k_7botd2 | k_gyhnpo | United > Steam Network > Utility Block [UB]A > Steam Generators & TurbinesA > UB HP-2 Fuel Fired BoilerD-fuel fired boiler d > UB HP-2 Fuel Fired Boiler DesuperheaterA | UB HP-2 Fuel Fired Boiler Desuperheater | Spray Valve Opening | percent
k_7botd2 | k_14sm653 | United > Steam Network > Utility Block [UB]A > Steam Generators & TurbinesA > UB HP-2 Fuel Fired BoilerD-fuel fired boiler d > UB HP-2 Fuel Fired Boiler DesuperheaterA | UB HP-2 Fuel Fired Boiler Desuperheater | Spray Water Flow | metric_ton/h | UN.UO.71FI1402.PV
k_yu9doo | k_1rp3d9u | United > Steam Network > Utility Block [UB]A > Steam Generators & TurbinesA > UB HP-2 Fuel Fired BoilerD-fuel fired boiler d > UB HP-2 Fuel Fired Boiler EconomizerA | UB HP-2 Fuel Fired Boiler Economizer | BFW Inlet Temperature | degC | UN.UO.71TI1410.PV
k_yu9doo | k_18ibmbf | United > Steam Network > Utility Block [UB]A > Steam Generators & TurbinesA > UB HP-2 Fuel Fired BoilerD-fuel fired boiler d > UB HP-2 Fuel Fired Boiler EconomizerA | UB HP-2 Fuel Fired Boiler Economizer | BFW Outlet Temperature | degC | UN.UO.71TI1402.PV
k_yu9doo | k_xdnkm3 | United > Steam Network > Utility Block [UB]A > Steam Generators & TurbinesA > UB HP-2 Fuel Fired BoilerD-fuel fired boiler d > UB HP-2 Fuel Fired Boiler EconomizerA | UB HP-2 Fuel Fired Boiler Economizer | Flue Inlet Temperature | degC
k_yu9doo | k_1cheqya | United > Steam Network > Utility Block [UB]A > Steam Generators & TurbinesA > UB HP-2 Fuel Fired BoilerD-fuel fired boiler d > UB HP-2 Fuel Fired Boiler EconomizerA | UB HP-2 Fuel Fired Boiler Economizer | Flue Outlet Temperature | degC
k_17nt9qv | k_1wlxd8r | United > Steam Network > Utility Block [UB]A > Steam Generators & TurbinesA > UB HP-2 Fuel Fired BoilerD-fuel fired boiler d > UB HP-2 Fuel Fired Boiler Evaporator SectionA | UB HP-2 Fuel Fired Boiler Evaporator Section | Inlet Gas Temperature | degC
k_17nt9qv | k_zgiuwy | United > Steam Network > Utility Block [UB]A > Steam Generators & TurbinesA > UB HP-2 Fuel Fired BoilerD-fuel fired boiler d > UB HP-2 Fuel Fired Boiler Evaporator SectionA | UB HP-2 Fuel Fired Boiler Evaporator Section | Outlet Gas Temperature | degC
k_17nt9qv | k_hrj7nk | United > Steam Network > Utility Block [UB]A > Steam Generators & TurbinesA > UB HP-2 Fuel Fired BoilerD-fuel fired boiler d > UB HP-2 Fuel Fired Boiler Evaporator SectionA | UB HP-2 Fuel Fired Boiler Evaporator Section | Steam Generation | metric_ton/h
k_17nt9qv | k_2x4lu2 | United > Steam Network > Utility Block [UB]A > Steam Generators & TurbinesA > UB HP-2 Fuel Fired BoilerD-fuel fired boiler d > UB HP-2 Fuel Fired Boiler Evaporator SectionA | UB HP-2 Fuel Fired Boiler Evaporator Section | Tube Differential Pressure | bar
k_1qprr9e | k_1f3s7gl | United > Steam Network > Utility Block [UB]A > Steam Generators & TurbinesA > UB HP-2 Fuel Fired BoilerD-fuel fired boiler d > UB HP-2 Fuel Fired Boiler FD FanA | UB HP-2 Fuel Fired Boiler FD Fan | Bearing Temperature | degC
k_1qprr9e | k_1vm9ct8 | United > Steam Network > Utility Block [UB]A > Steam Generators & TurbinesA > UB HP-2 Fuel Fired BoilerD-fuel fired boiler d > UB HP-2 Fuel Fired Boiler FD FanA | UB HP-2 Fuel Fired Boiler FD Fan | Discharge Pressure | bar
k_1qprr9e | k_1cu7k0s | United > Steam Network > Utility Block [UB]A > Steam Generators & TurbinesA > UB HP-2 Fuel Fired BoilerD-fuel fired boiler d > UB HP-2 Fuel Fired Boiler FD FanA | UB HP-2 Fuel Fired Boiler FD Fan | Inlet Damper Opening | percent
k_1qprr9e | k_170o7lr | United > Steam Network > Utility Block [UB]A > Steam Generators & TurbinesA > UB HP-2 Fuel Fired BoilerD-fuel fired boiler d > UB HP-2 Fuel Fired Boiler FD FanA | UB HP-2 Fuel Fired Boiler FD Fan | Motor Current | A
k_1qprr9e | k_ji0o62 | United > Steam Network > Utility Block [UB]A > Steam Generators & TurbinesA > UB HP-2 Fuel Fired BoilerD-fuel fired boiler d > UB HP-2 Fuel Fired Boiler FD FanA | UB HP-2 Fuel Fired Boiler FD Fan | Speed | rpm
k_1qprr9e | k_1p5b3jj | United > Steam Network > Utility Block [UB]A > Steam Generators & TurbinesA > UB HP-2 Fuel Fired BoilerD-fuel fired boiler d > UB HP-2 Fuel Fired Boiler FD FanA | UB HP-2 Fuel Fired Boiler FD Fan | Vibration | mm/s
k_3bmw5p | k_2chhsa | United > Steam Network > Utility Block [UB]A > Steam Generators & TurbinesA > UB HP-2 Fuel Fired BoilerD-fuel fired boiler d > UB HP-2 Fuel Fired Boiler ID FanA | UB HP-2 Fuel Fired Boiler ID Fan | Bearing Temperature | degC
k_3bmw5p | k_er3cz7 | United > Steam Network > Utility Block [UB]A > Steam Generators & TurbinesA > UB HP-2 Fuel Fired BoilerD-fuel fired boiler d > UB HP-2 Fuel Fired Boiler ID FanA | UB HP-2 Fuel Fired Boiler ID Fan | Discharge Pressure | bar
k_3bmw5p | k_14xfb77 | United > Steam Network > Utility Block [UB]A > Steam Generators & TurbinesA > UB HP-2 Fuel Fired BoilerD-fuel fired boiler d > UB HP-2 Fuel Fired Boiler ID FanA | UB HP-2 Fuel Fired Boiler ID Fan | Inlet Damper Opening | percent
k_3bmw5p | k_rtvcj4 | United > Steam Network > Utility Block [UB]A > Steam Generators & TurbinesA > UB HP-2 Fuel Fired BoilerD-fuel fired boiler d > UB HP-2 Fuel Fired Boiler ID FanA | UB HP-2 Fuel Fired Boiler ID Fan | Motor Current | A
k_3bmw5p | k_ufdjx1 | United > Steam Network > Utility Block [UB]A > Steam Generators & TurbinesA > UB HP-2 Fuel Fired BoilerD-fuel fired boiler d > UB HP-2 Fuel Fired Boiler ID FanA | UB HP-2 Fuel Fired Boiler ID Fan | Speed | rpm
k_3bmw5p | k_1ytnxr4 | United > Steam Network > Utility Block [UB]A > Steam Generators & TurbinesA > UB HP-2 Fuel Fired BoilerD-fuel fired boiler d > UB HP-2 Fuel Fired Boiler ID FanA | UB HP-2 Fuel Fired Boiler ID Fan | Vibration | mm/s
k_1uwepx | k_1tet6qy | United > Steam Network > Utility Block [UB]A > Steam Generators & TurbinesA > UB HP-2 Fuel Fired BoilerD-fuel fired boiler d > UB HP-2 Fuel Fired Boiler Radiant SectionA | UB HP-2 Fuel Fired Boiler Radiant Section | Box Draft | mmH2O
k_1uwepx | k_lbblt2 | United > Steam Network > Utility Block [UB]A > Steam Generators & TurbinesA > UB HP-2 Fuel Fired BoilerD-fuel fired boiler d > UB HP-2 Fuel Fired Boiler Radiant SectionA | UB HP-2 Fuel Fired Boiler Radiant Section | Radiant Box Temperature | degC
k_1uwepx | k_wojpcz | United > Steam Network > Utility Block [UB]A > Steam Generators & TurbinesA > UB HP-2 Fuel Fired BoilerD-fuel fired boiler d > UB HP-2 Fuel Fired Boiler Radiant SectionA | UB HP-2 Fuel Fired Boiler Radiant Section | Tube Skin Temperature (TMT) | degC
k_664zsa | k_hj6bsh | United > Steam Network > Utility Block [UB]A > Steam Generators & TurbinesA > UB HP-2 Fuel Fired BoilerD-fuel fired boiler d > UB HP-2 Fuel Fired Boiler Soot Blower SystemA | UB HP-2 Fuel Fired Boiler Soot Blower System | Cycle Status
k_664zsa | k_1gzrb0j | United > Steam Network > Utility Block [UB]A > Steam Generators & TurbinesA > UB HP-2 Fuel Fired BoilerD-fuel fired boiler d > UB HP-2 Fuel Fired Boiler Soot Blower SystemA | UB HP-2 Fuel Fired Boiler Soot Blower System | Last Run Time | h
k_664zsa | k_1pwxvnz | United > Steam Network > Utility Block [UB]A > Steam Generators & TurbinesA > UB HP-2 Fuel Fired BoilerD-fuel fired boiler d > UB HP-2 Fuel Fired Boiler Soot Blower SystemA | UB HP-2 Fuel Fired Boiler Soot Blower System | Soot Blower Steam Flow | metric_ton/h
k_664zsa | k_1edwawo | United > Steam Network > Utility Block [UB]A > Steam Generators & TurbinesA > UB HP-2 Fuel Fired BoilerD-fuel fired boiler d > UB HP-2 Fuel Fired Boiler Soot Blower SystemA | UB HP-2 Fuel Fired Boiler Soot Blower System | Soot Blower Steam Pressure | bar
k_1i6sjwn | k_18le1wc | United > Steam Network > Utility Block [UB]A > Steam Generators & TurbinesA > UB HP-2 Fuel Fired BoilerD-fuel fired boiler d > UB HP-2 Fuel Fired Boiler StackA | UB HP-2 Fuel Fired Boiler Stack | CO in Flue Gas | ppm
k_1i6sjwn | k_t631et | United > Steam Network > Utility Block [UB]A > Steam Generators & TurbinesA > UB HP-2 Fuel Fired BoilerD-fuel fired boiler d > UB HP-2 Fuel Fired Boiler StackA | UB HP-2 Fuel Fired Boiler Stack | Flue Gas Flow | Nm3/h
k_1i6sjwn | k_1vy0h6w | United > Steam Network > Utility Block [UB]A > Steam Generators & TurbinesA > UB HP-2 Fuel Fired BoilerD-fuel fired boiler d > UB HP-2 Fuel Fired Boiler StackA | UB HP-2 Fuel Fired Boiler Stack | NOx Emission | ppm
k_1i6sjwn | k_1mtrlil | United > Steam Network > Utility Block [UB]A > Steam Generators & TurbinesA > UB HP-2 Fuel Fired BoilerD-fuel fired boiler d > UB HP-2 Fuel Fired Boiler StackA | UB HP-2 Fuel Fired Boiler Stack | O2 in Flue Gas | vol% | UN.UO.71AC1404.PV
k_1i6sjwn | k_10bjo39 | United > Steam Network > Utility Block [UB]A > Steam Generators & TurbinesA > UB HP-2 Fuel Fired BoilerD-fuel fired boiler d > UB HP-2 Fuel Fired Boiler StackA | UB HP-2 Fuel Fired Boiler Stack | SOx Emission | ppm
k_1i6sjwn | k_1vm9vsj | United > Steam Network > Utility Block [UB]A > Steam Generators & TurbinesA > UB HP-2 Fuel Fired BoilerD-fuel fired boiler d > UB HP-2 Fuel Fired Boiler StackA | UB HP-2 Fuel Fired Boiler Stack | Stack Draft | mmH2O
k_1i6sjwn | k_1gievtm | United > Steam Network > Utility Block [UB]A > Steam Generators & TurbinesA > UB HP-2 Fuel Fired BoilerD-fuel fired boiler d > UB HP-2 Fuel Fired Boiler StackA | UB HP-2 Fuel Fired Boiler Stack | Stack Temperature | degC | UN.UO.71TI1407.PV
k_hfswa1 | k_13b2ffy | United > Steam Network > Utility Block [UB]A > Steam Generators & TurbinesA > UB HP-2 Fuel Fired BoilerD-fuel fired boiler d > UB HP-2 Fuel Fired Boiler Steam DrumA | UB HP-2 Fuel Fired Boiler Steam Drum | Drum Level | percent | UN.UO.71LC1402A.PV
k_hfswa1 | k_9g7l7h | United > Steam Network > Utility Block [UB]A > Steam Generators & TurbinesA > UB HP-2 Fuel Fired BoilerD-fuel fired boiler d > UB HP-2 Fuel Fired Boiler Steam DrumA | UB HP-2 Fuel Fired Boiler Steam Drum | Drum Pressure | bar | UN.UO.71PC1403.PV
k_hfswa1 | k_vcf8us | United > Steam Network > Utility Block [UB]A > Steam Generators & TurbinesA > UB HP-2 Fuel Fired BoilerD-fuel fired boiler d > UB HP-2 Fuel Fired Boiler Steam DrumA | UB HP-2 Fuel Fired Boiler Steam Drum | Drum Temperature | degC
k_hfswa1 | k_tc0b7n | United > Steam Network > Utility Block [UB]A > Steam Generators & TurbinesA > UB HP-2 Fuel Fired BoilerD-fuel fired boiler d > UB HP-2 Fuel Fired Boiler Steam DrumA | UB HP-2 Fuel Fired Boiler Steam Drum | Drum Vent Flow | metric_ton/h
k_4xa42v | k_3cgac8 | United > Steam Network > Utility Block [UB]A > Steam Generators & TurbinesA > UB HP-2 Fuel Fired BoilerD-fuel fired boiler d > UB HP-2 Fuel Fired Boiler SuperheaterA | UB HP-2 Fuel Fired Boiler Superheater | Attemperator Flow Opening | percent
k_4xa42v | k_ui0sat | United > Steam Network > Utility Block [UB]A > Steam Generators & TurbinesA > UB HP-2 Fuel Fired BoilerD-fuel fired boiler d > UB HP-2 Fuel Fired Boiler SuperheaterA | UB HP-2 Fuel Fired Boiler Superheater | Attemperator Spray Flow | metric_ton/h | UN.UO.71FI1401.PV
k_4xa42v | k_1yjqaw9 | United > Steam Network > Utility Block [UB]A > Steam Generators & TurbinesA > UB HP-2 Fuel Fired BoilerD-fuel fired boiler d > UB HP-2 Fuel Fired Boiler SuperheaterA | UB HP-2 Fuel Fired Boiler Superheater | Steam Inlet Pressure | bar
k_4xa42v | k_yx2jc0 | United > Steam Network > Utility Block [UB]A > Steam Generators & TurbinesA > UB HP-2 Fuel Fired BoilerD-fuel fired boiler d > UB HP-2 Fuel Fired Boiler SuperheaterA | UB HP-2 Fuel Fired Boiler Superheater | Steam Inlet Temperature | degC | UN.UO.71TI1419.PV
k_4xa42v | k_1qqjku8 | United > Steam Network > Utility Block [UB]A > Steam Generators & TurbinesA > UB HP-2 Fuel Fired BoilerD-fuel fired boiler d > UB HP-2 Fuel Fired Boiler SuperheaterA | UB HP-2 Fuel Fired Boiler Superheater | Steam Outlet Pressure | bar
k_4xa42v | k_101pzzd | United > Steam Network > Utility Block [UB]A > Steam Generators & TurbinesA > UB HP-2 Fuel Fired BoilerD-fuel fired boiler d > UB HP-2 Fuel Fired Boiler SuperheaterA | UB HP-2 Fuel Fired Boiler Superheater | Steam Outlet Temperature | degC
k_4xa42v | k_17lzgrx | United > Steam Network > Utility Block [UB]A > Steam Generators & TurbinesA > UB HP-2 Fuel Fired BoilerD-fuel fired boiler d > UB HP-2 Fuel Fired Boiler SuperheaterA | UB HP-2 Fuel Fired Boiler Superheater | Tube Skin Temperature | degC
k_15w22nz | k_1d8nypd | United > Steam Network > Utility Block [UB]A > Steam Generators & TurbinesA > UB HP-2 Fuel Fired BoilerE-fuel fired boiler e | UB HP-2 Fuel Fired Boiler | Steam Output | metric_ton/h | UN.UO.71FI1501.PV
k_15w22nz | k_1gh4pbf | United > Steam Network > Utility Block [UB]A > Steam Generators & TurbinesA > UB HP-2 Fuel Fired BoilerE-fuel fired boiler e | UB HP-2 Fuel Fired Boiler | Steam Pressure | bar | UN.UO.71PC1113.PV
k_15w22nz | k_1htgpeq | United > Steam Network > Utility Block [UB]A > Steam Generators & TurbinesA > UB HP-2 Fuel Fired BoilerE-fuel fired boiler e | UB HP-2 Fuel Fired Boiler | Steam Temperature | degC | UN.UO.71TC1111.PV
k_15w22nz | k_1aic23s | United > Steam Network > Utility Block [UB]A > Steam Generators & TurbinesA > UB HP-2 Fuel Fired BoilerE-fuel fired boiler e | UB HP-2 Fuel Fired Boiler | Flue Gas O2 | mol% | UN.UO.71AC1504.PV
k_15w22nz | k_1aic23s | United > Steam Network > Utility Block [UB]A > Steam Generators & TurbinesA > UB HP-2 Fuel Fired BoilerE-fuel fired boiler e | UB HP-2 Fuel Fired Boiler | Fuel Gas C1 | mol% | AR.AR5.DCS.Process.AI51211.PV
k_15w22nz | k_1aic23s | United > Steam Network > Utility Block [UB]A > Steam Generators & TurbinesA > UB HP-2 Fuel Fired BoilerE-fuel fired boiler e | UB HP-2 Fuel Fired Boiler | Fuel Gas C2 | mol% | AR.AR5.DCS.Process.AI51212.PV
k_15w22nz | k_1aic23s | United > Steam Network > Utility Block [UB]A > Steam Generators & TurbinesA > UB HP-2 Fuel Fired BoilerE-fuel fired boiler e | UB HP-2 Fuel Fired Boiler | Fuel Gas C3 | mol% | AR.AR5.DCS.Process.AI51213.PV
k_15w22nz | k_1aic23s | United > Steam Network > Utility Block [UB]A > Steam Generators & TurbinesA > UB HP-2 Fuel Fired BoilerE-fuel fired boiler e | UB HP-2 Fuel Fired Boiler | Fuel Gas CO2 | mol% | AR.AR5.DCS.Process.AI51217.PV
k_15w22nz | k_1aic23s | United > Steam Network > Utility Block [UB]A > Steam Generators & TurbinesA > UB HP-2 Fuel Fired BoilerE-fuel fired boiler e | UB HP-2 Fuel Fired Boiler | Fuel Gas Flow | metric_ton/h | UN.UO.71FC1504.PV
k_15w22nz | k_1aic23s | United > Steam Network > Utility Block [UB]A > Steam Generators & TurbinesA > UB HP-2 Fuel Fired BoilerE-fuel fired boiler e | UB HP-2 Fuel Fired Boiler | Fuel Gas iC4 | mol% | AR.AR5.DCS.Process.AI51215.PV
k_15w22nz | k_1aic23s | United > Steam Network > Utility Block [UB]A > Steam Generators & TurbinesA > UB HP-2 Fuel Fired BoilerE-fuel fired boiler e | UB HP-2 Fuel Fired Boiler | Fuel Gas iC5 | mol% | AR.AR5.DCS.Process.AI512111.PV
k_15w22nz | k_1aic23s | United > Steam Network > Utility Block [UB]A > Steam Generators & TurbinesA > UB HP-2 Fuel Fired BoilerE-fuel fired boiler e | UB HP-2 Fuel Fired Boiler | Fuel Gas N2 | mol% | AR.AR5.DCS.Process.AI51219.PV
k_15w22nz | k_1aic23s | United > Steam Network > Utility Block [UB]A > Steam Generators & TurbinesA > UB HP-2 Fuel Fired BoilerE-fuel fired boiler e | UB HP-2 Fuel Fired Boiler | Fuel Gas nC4 | mol% | AR.AR5.DCS.Process.AI51214.PV
k_15w22nz | k_1aic23s | United > Steam Network > Utility Block [UB]A > Steam Generators & TurbinesA > UB HP-2 Fuel Fired BoilerE-fuel fired boiler e | UB HP-2 Fuel Fired Boiler | Fuel Gas nC5 | mol% | AR.AR5.DCS.Process.AI512110.PV
k_15w22nz | k_gpesjs | United > Steam Network > Utility Block [UB]A > Steam Generators & TurbinesA > UB HP-2 Fuel Fired BoilerE-fuel fired boiler e | UB HP-2 Fuel Fired Boiler | Boiler Efficiency | percent
k_15w22nz | k_wz2scm | United > Steam Network > Utility Block [UB]A > Steam Generators & TurbinesA > UB HP-2 Fuel Fired BoilerE-fuel fired boiler e | UB HP-2 Fuel Fired Boiler | Excess O2 | percent | UN.UO.71AC1504.PV
k_11o7u2j | k_cbeiug | United > Steam Network > Utility Block [UB]A > Steam Generators & TurbinesA > UB HP-2 Fuel Fired BoilerE-fuel fired boiler e > UB HP-2 Fuel Fired Boiler Air PreheaterA | UB HP-2 Fuel Fired Boiler Air Preheater | Air Inlet Temperature | degC | UN.UO.71TI1514B.PV
k_11o7u2j | k_iqec4h | United > Steam Network > Utility Block [UB]A > Steam Generators & TurbinesA > UB HP-2 Fuel Fired BoilerE-fuel fired boiler e > UB HP-2 Fuel Fired Boiler Air PreheaterA | UB HP-2 Fuel Fired Boiler Air Preheater | Air Outlet Temperature | degC
k_11o7u2j | k_nt805d | United > Steam Network > Utility Block [UB]A > Steam Generators & TurbinesA > UB HP-2 Fuel Fired BoilerE-fuel fired boiler e > UB HP-2 Fuel Fired Boiler Air PreheaterA | UB HP-2 Fuel Fired Boiler Air Preheater | Air Side Differential Pressure | bar
k_11o7u2j | k_oomtvs | United > Steam Network > Utility Block [UB]A > Steam Generators & TurbinesA > UB HP-2 Fuel Fired BoilerE-fuel fired boiler e > UB HP-2 Fuel Fired Boiler Air PreheaterA | UB HP-2 Fuel Fired Boiler Air Preheater | Flue Inlet Temperature | degC
k_11o7u2j | k_19jjtdt | United > Steam Network > Utility Block [UB]A > Steam Generators & TurbinesA > UB HP-2 Fuel Fired BoilerE-fuel fired boiler e > UB HP-2 Fuel Fired Boiler Air PreheaterA | UB HP-2 Fuel Fired Boiler Air Preheater | Flue Outlet Temperature | degC
k_11o7u2j | k_fozdd0 | United > Steam Network > Utility Block [UB]A > Steam Generators & TurbinesA > UB HP-2 Fuel Fired BoilerE-fuel fired boiler e > UB HP-2 Fuel Fired Boiler Air PreheaterA | UB HP-2 Fuel Fired Boiler Air Preheater | Leakage | percent
k_1v3cssf | k_o31tpl | United > Steam Network > Utility Block [UB]A > Steam Generators & TurbinesA > UB HP-2 Fuel Fired BoilerE-fuel fired boiler e > UB HP-2 Fuel Fired Boiler BFW SystemA | UB HP-2 Fuel Fired Boiler BFW System | BFW Header Pressure | bar | UN.UO.71PI1021A.PV
k_1v3cssf | k_5p98ww | United > Steam Network > Utility Block [UB]A > Steam Generators & TurbinesA > UB HP-2 Fuel Fired BoilerE-fuel fired boiler e > UB HP-2 Fuel Fired Boiler BFW SystemA | UB HP-2 Fuel Fired Boiler BFW System | BFW Header Temperature | degC | UN.UO.71TI1079.PV
k_1v3cssf | k_1m0bpp7 | United > Steam Network > Utility Block [UB]A > Steam Generators & TurbinesA > UB HP-2 Fuel Fired BoilerE-fuel fired boiler e > UB HP-2 Fuel Fired Boiler BFW SystemA | UB HP-2 Fuel Fired Boiler BFW System | BFW Inlet Flow | metric_ton/h | UN.UO.71FC1503.PV
k_1v3cssf | k_zq7obk | United > Steam Network > Utility Block [UB]A > Steam Generators & TurbinesA > UB HP-2 Fuel Fired BoilerE-fuel fired boiler e > UB HP-2 Fuel Fired Boiler BFW SystemA | UB HP-2 Fuel Fired Boiler BFW System | BFW Quality (Conductivity) | uS/cm | UN.UO.71AI1005B.PV
k_xopv7m | k_3rvih1 | United > Steam Network > Utility Block [UB]A > Steam Generators & TurbinesA > UB HP-2 Fuel Fired BoilerE-fuel fired boiler e > UB HP-2 Fuel Fired Boiler BFW SystemA > UB HP-2 Fuel Fired Boiler BFW PumpA | UB HP-2 Fuel Fired Boiler BFW Pump | Bearing Temperature | degC
k_xopv7m | k_17zn5rf | United > Steam Network > Utility Block [UB]A > Steam Generators & TurbinesA > UB HP-2 Fuel Fired BoilerE-fuel fired boiler e > UB HP-2 Fuel Fired Boiler BFW SystemA > UB HP-2 Fuel Fired Boiler BFW PumpA | UB HP-2 Fuel Fired Boiler BFW Pump | Discharge Flow | metric_ton/h
k_xopv7m | k_5wydng | United > Steam Network > Utility Block [UB]A > Steam Generators & TurbinesA > UB HP-2 Fuel Fired BoilerE-fuel fired boiler e > UB HP-2 Fuel Fired Boiler BFW SystemA > UB HP-2 Fuel Fired Boiler BFW PumpA | UB HP-2 Fuel Fired Boiler BFW Pump | Discharge Pressure | bar
k_xopv7m | k_1jr7qm7 | United > Steam Network > Utility Block [UB]A > Steam Generators & TurbinesA > UB HP-2 Fuel Fired BoilerE-fuel fired boiler e > UB HP-2 Fuel Fired Boiler BFW SystemA > UB HP-2 Fuel Fired Boiler BFW PumpA | UB HP-2 Fuel Fired Boiler BFW Pump | Driver Steam Flow | metric_ton/h
k_xopv7m | k_3lwz5r | United > Steam Network > Utility Block [UB]A > Steam Generators & TurbinesA > UB HP-2 Fuel Fired BoilerE-fuel fired boiler e > UB HP-2 Fuel Fired Boiler BFW SystemA > UB HP-2 Fuel Fired Boiler BFW PumpA | UB HP-2 Fuel Fired Boiler BFW Pump | Motor Current | A
k_xopv7m | k_16upk3h | United > Steam Network > Utility Block [UB]A > Steam Generators & TurbinesA > UB HP-2 Fuel Fired BoilerE-fuel fired boiler e > UB HP-2 Fuel Fired Boiler BFW SystemA > UB HP-2 Fuel Fired Boiler BFW PumpA | UB HP-2 Fuel Fired Boiler BFW Pump | Power Output | kW
k_xopv7m | k_1m7xc62 | United > Steam Network > Utility Block [UB]A > Steam Generators & TurbinesA > UB HP-2 Fuel Fired BoilerE-fuel fired boiler e > UB HP-2 Fuel Fired Boiler BFW SystemA > UB HP-2 Fuel Fired Boiler BFW PumpA | UB HP-2 Fuel Fired Boiler BFW Pump | Speed | rpm
k_xopv7m | k_1rq525d | United > Steam Network > Utility Block [UB]A > Steam Generators & TurbinesA > UB HP-2 Fuel Fired BoilerE-fuel fired boiler e > UB HP-2 Fuel Fired Boiler BFW SystemA > UB HP-2 Fuel Fired Boiler BFW PumpA | UB HP-2 Fuel Fired Boiler BFW Pump | Suction Pressure | bar
k_xopv7m | k_9nu5gv | United > Steam Network > Utility Block [UB]A > Steam Generators & TurbinesA > UB HP-2 Fuel Fired BoilerE-fuel fired boiler e > UB HP-2 Fuel Fired Boiler BFW SystemA > UB HP-2 Fuel Fired Boiler BFW PumpA | UB HP-2 Fuel Fired Boiler BFW Pump | Vibration | mm/s
k_10l8z48 | k_1o3hr9o | United > Steam Network > Utility Block [UB]A > Steam Generators & TurbinesA > UB HP-2 Fuel Fired BoilerE-fuel fired boiler e > UB HP-2 Fuel Fired Boiler Blowdown SystemA | UB HP-2 Fuel Fired Boiler Blowdown System | Blowdown Conductivity | uS/cm | UN.UO.71AC1501.PV
k_10l8z48 | k_1n5i7e1 | United > Steam Network > Utility Block [UB]A > Steam Generators & TurbinesA > UB HP-2 Fuel Fired BoilerE-fuel fired boiler e > UB HP-2 Fuel Fired Boiler Blowdown SystemA | UB HP-2 Fuel Fired Boiler Blowdown System | Blowdown Flow Controller Opening | percent
k_10l8z48 | k_147phg0 | United > Steam Network > Utility Block [UB]A > Steam Generators & TurbinesA > UB HP-2 Fuel Fired BoilerE-fuel fired boiler e > UB HP-2 Fuel Fired Boiler Blowdown SystemA | UB HP-2 Fuel Fired Boiler Blowdown System | Blowdown TDS | ppm
k_10l8z48 | k_1r6qlfw | United > Steam Network > Utility Block [UB]A > Steam Generators & TurbinesA > UB HP-2 Fuel Fired BoilerE-fuel fired boiler e > UB HP-2 Fuel Fired Boiler Blowdown SystemA | UB HP-2 Fuel Fired Boiler Blowdown System | Continuous Blowdown Flow | metric_ton/h | UN.UO.71FC1500.PV
k_10l8z48 | k_l2oass | United > Steam Network > Utility Block [UB]A > Steam Generators & TurbinesA > UB HP-2 Fuel Fired BoilerE-fuel fired boiler e > UB HP-2 Fuel Fired Boiler Blowdown SystemA | UB HP-2 Fuel Fired Boiler Blowdown System | Flash Drum Pressure | bar
k_10l8z48 | k_ibzvq3 | United > Steam Network > Utility Block [UB]A > Steam Generators & TurbinesA > UB HP-2 Fuel Fired BoilerE-fuel fired boiler e > UB HP-2 Fuel Fired Boiler Blowdown SystemA | UB HP-2 Fuel Fired Boiler Blowdown System | Flash Steam Flow | metric_ton/h
k_10l8z48 | k_1iiupb2 | United > Steam Network > Utility Block [UB]A > Steam Generators & TurbinesA > UB HP-2 Fuel Fired BoilerE-fuel fired boiler e > UB HP-2 Fuel Fired Boiler Blowdown SystemA | UB HP-2 Fuel Fired Boiler Blowdown System | Intermittent Blowdown Flow | metric_ton/h
k_102ym6t | k_1dugjoy | United > Steam Network > Utility Block [UB]A > Steam Generators & TurbinesA > UB HP-2 Fuel Fired BoilerE-fuel fired boiler e > UB HP-2 Fuel Fired Boiler Combustion SystemA | UB HP-2 Fuel Fired Boiler Combustion System | Atomizing Steam Flow | metric_ton/h
k_102ym6t | k_1rcwrgs | United > Steam Network > Utility Block [UB]A > Steam Generators & TurbinesA > UB HP-2 Fuel Fired BoilerE-fuel fired boiler e > UB HP-2 Fuel Fired Boiler Combustion SystemA | UB HP-2 Fuel Fired Boiler Combustion System | Burner Header Pressure | bar
k_102ym6t | k_1lm0ujm | United > Steam Network > Utility Block [UB]A > Steam Generators & TurbinesA > UB HP-2 Fuel Fired BoilerE-fuel fired boiler e > UB HP-2 Fuel Fired Boiler Combustion SystemA | UB HP-2 Fuel Fired Boiler Combustion System | Excess O2 Setpoint | vol%
k_102ym6t | k_1b8zm77 | United > Steam Network > Utility Block [UB]A > Steam Generators & TurbinesA > UB HP-2 Fuel Fired BoilerE-fuel fired boiler e > UB HP-2 Fuel Fired Boiler Combustion SystemA | UB HP-2 Fuel Fired Boiler Combustion System | Pilot Gas Flow | metric_ton/h
k_102ym6t | k_16blp4p | United > Steam Network > Utility Block [UB]A > Steam Generators & TurbinesA > UB HP-2 Fuel Fired BoilerE-fuel fired boiler e > UB HP-2 Fuel Fired Boiler Combustion SystemA | UB HP-2 Fuel Fired Boiler Combustion System | Total Combustion Air Flow | Nm3/h
k_ute63j | k_1e4o1n8 | United > Steam Network > Utility Block [UB]A > Steam Generators & TurbinesA > UB HP-2 Fuel Fired BoilerE-fuel fired boiler e > UB HP-2 Fuel Fired Boiler Combustion SystemA > UB HP-2 Fuel Fired Boiler BurnerA | UB HP-2 Fuel Fired Boiler Burner | Burner Air Flow | Nm3/h
k_ute63j | k_vsbn0y | United > Steam Network > Utility Block [UB]A > Steam Generators & TurbinesA > UB HP-2 Fuel Fired BoilerE-fuel fired boiler e > UB HP-2 Fuel Fired Boiler Combustion SystemA > UB HP-2 Fuel Fired Boiler BurnerA | UB HP-2 Fuel Fired Boiler Burner | Burner Backpressure | bar | UN.UO.71PI1522A.PV
k_ute63j | k_1h64ut0 | United > Steam Network > Utility Block [UB]A > Steam Generators & TurbinesA > UB HP-2 Fuel Fired BoilerE-fuel fired boiler e > UB HP-2 Fuel Fired Boiler Combustion SystemA > UB HP-2 Fuel Fired Boiler BurnerA | UB HP-2 Fuel Fired Boiler Burner | Burner Fuel Flow | Nm3/h
k_ute63j | k_5yqb87 | United > Steam Network > Utility Block [UB]A > Steam Generators & TurbinesA > UB HP-2 Fuel Fired BoilerE-fuel fired boiler e > UB HP-2 Fuel Fired Boiler Combustion SystemA > UB HP-2 Fuel Fired Boiler BurnerA | UB HP-2 Fuel Fired Boiler Burner | Flame Status
k_ute63j | k_s2ob16 | United > Steam Network > Utility Block [UB]A > Steam Generators & TurbinesA > UB HP-2 Fuel Fired BoilerE-fuel fired boiler e > UB HP-2 Fuel Fired Boiler Combustion SystemA > UB HP-2 Fuel Fired Boiler BurnerA | UB HP-2 Fuel Fired Boiler Burner | Pilot Status
k_s0nw1a | k_1ig3eyh | United > Steam Network > Utility Block [UB]A > Steam Generators & TurbinesA > UB HP-2 Fuel Fired BoilerE-fuel fired boiler e > UB HP-2 Fuel Fired Boiler Convection SectionA | UB HP-2 Fuel Fired Boiler Convection Section | Draft at Arch | mmH2O
k_s0nw1a | k_1hg82v1 | United > Steam Network > Utility Block [UB]A > Steam Generators & TurbinesA > UB HP-2 Fuel Fired BoilerE-fuel fired boiler e > UB HP-2 Fuel Fired Boiler Convection SectionA | UB HP-2 Fuel Fired Boiler Convection Section | Flue Inlet Temperature | degC
k_s0nw1a | k_1auyvo4 | United > Steam Network > Utility Block [UB]A > Steam Generators & TurbinesA > UB HP-2 Fuel Fired BoilerE-fuel fired boiler e > UB HP-2 Fuel Fired Boiler Convection SectionA | UB HP-2 Fuel Fired Boiler Convection Section | Flue Outlet Temperature | degC
k_1nwct5y | k_i0h7dt | United > Steam Network > Utility Block [UB]A > Steam Generators & TurbinesA > UB HP-2 Fuel Fired BoilerE-fuel fired boiler e > UB HP-2 Fuel Fired Boiler DesuperheaterA | UB HP-2 Fuel Fired Boiler Desuperheater | Inlet Steam Temperature | degC | UN.UO.71TI1506.PV
k_1nwct5y | k_1vd5kwa | United > Steam Network > Utility Block [UB]A > Steam Generators & TurbinesA > UB HP-2 Fuel Fired BoilerE-fuel fired boiler e > UB HP-2 Fuel Fired Boiler DesuperheaterA | UB HP-2 Fuel Fired Boiler Desuperheater | Outlet Steam Setpoint | degC
k_1nwct5y | k_1ctr4js | United > Steam Network > Utility Block [UB]A > Steam Generators & TurbinesA > UB HP-2 Fuel Fired BoilerE-fuel fired boiler e > UB HP-2 Fuel Fired Boiler DesuperheaterA | UB HP-2 Fuel Fired Boiler Desuperheater | Outlet Steam Temperature | degC | UN.UO.71TC1511.PV
k_1nwct5y | k_y73i30 | United > Steam Network > Utility Block [UB]A > Steam Generators & TurbinesA > UB HP-2 Fuel Fired BoilerE-fuel fired boiler e > UB HP-2 Fuel Fired Boiler DesuperheaterA | UB HP-2 Fuel Fired Boiler Desuperheater | Spray Valve Opening | percent
k_1nwct5y | k_1fvdz13 | United > Steam Network > Utility Block [UB]A > Steam Generators & TurbinesA > UB HP-2 Fuel Fired BoilerE-fuel fired boiler e > UB HP-2 Fuel Fired Boiler DesuperheaterA | UB HP-2 Fuel Fired Boiler Desuperheater | Spray Water Flow | metric_ton/h | UN.UO.71FI1502.PV
k_jrysnc | k_1fayxgy | United > Steam Network > Utility Block [UB]A > Steam Generators & TurbinesA > UB HP-2 Fuel Fired BoilerE-fuel fired boiler e > UB HP-2 Fuel Fired Boiler EconomizerA | UB HP-2 Fuel Fired Boiler Economizer | BFW Inlet Temperature | degC | UN.UO.71TI1510.PV
k_jrysnc | k_1pqxgor | United > Steam Network > Utility Block [UB]A > Steam Generators & TurbinesA > UB HP-2 Fuel Fired BoilerE-fuel fired boiler e > UB HP-2 Fuel Fired Boiler EconomizerA | UB HP-2 Fuel Fired Boiler Economizer | BFW Outlet Temperature | degC | UN.UO.71TI1502.PV
k_jrysnc | k_1em9ezf | United > Steam Network > Utility Block [UB]A > Steam Generators & TurbinesA > UB HP-2 Fuel Fired BoilerE-fuel fired boiler e > UB HP-2 Fuel Fired Boiler EconomizerA | UB HP-2 Fuel Fired Boiler Economizer | Flue Inlet Temperature | degC
k_jrysnc | k_1d4j5de | United > Steam Network > Utility Block [UB]A > Steam Generators & TurbinesA > UB HP-2 Fuel Fired BoilerE-fuel fired boiler e > UB HP-2 Fuel Fired Boiler EconomizerA | UB HP-2 Fuel Fired Boiler Economizer | Flue Outlet Temperature | degC
k_1bm3ijb | k_12w9qj | United > Steam Network > Utility Block [UB]A > Steam Generators & TurbinesA > UB HP-2 Fuel Fired BoilerE-fuel fired boiler e > UB HP-2 Fuel Fired Boiler Evaporator SectionA | UB HP-2 Fuel Fired Boiler Evaporator Section | Inlet Gas Temperature | degC
k_1bm3ijb | k_8z0cg2 | United > Steam Network > Utility Block [UB]A > Steam Generators & TurbinesA > UB HP-2 Fuel Fired BoilerE-fuel fired boiler e > UB HP-2 Fuel Fired Boiler Evaporator SectionA | UB HP-2 Fuel Fired Boiler Evaporator Section | Outlet Gas Temperature | degC
k_1bm3ijb | k_12ykfi8 | United > Steam Network > Utility Block [UB]A > Steam Generators & TurbinesA > UB HP-2 Fuel Fired BoilerE-fuel fired boiler e > UB HP-2 Fuel Fired Boiler Evaporator SectionA | UB HP-2 Fuel Fired Boiler Evaporator Section | Steam Generation | metric_ton/h
k_1bm3ijb | k_uf7wy2 | United > Steam Network > Utility Block [UB]A > Steam Generators & TurbinesA > UB HP-2 Fuel Fired BoilerE-fuel fired boiler e > UB HP-2 Fuel Fired Boiler Evaporator SectionA | UB HP-2 Fuel Fired Boiler Evaporator Section | Tube Differential Pressure | bar
k_1s1vuf6 | k_10m63et | United > Steam Network > Utility Block [UB]A > Steam Generators & TurbinesA > UB HP-2 Fuel Fired BoilerE-fuel fired boiler e > UB HP-2 Fuel Fired Boiler FD FanA | UB HP-2 Fuel Fired Boiler FD Fan | Bearing Temperature | degC
k_1s1vuf6 | k_b7rb4s | United > Steam Network > Utility Block [UB]A > Steam Generators & TurbinesA > UB HP-2 Fuel Fired BoilerE-fuel fired boiler e > UB HP-2 Fuel Fired Boiler FD FanA | UB HP-2 Fuel Fired Boiler FD Fan | Discharge Pressure | bar
k_1s1vuf6 | k_1vwq87w | United > Steam Network > Utility Block [UB]A > Steam Generators & TurbinesA > UB HP-2 Fuel Fired BoilerE-fuel fired boiler e > UB HP-2 Fuel Fired Boiler FD FanA | UB HP-2 Fuel Fired Boiler FD Fan | Inlet Damper Opening | percent
k_1s1vuf6 | k_e8orjz | United > Steam Network > Utility Block [UB]A > Steam Generators & TurbinesA > UB HP-2 Fuel Fired BoilerE-fuel fired boiler e > UB HP-2 Fuel Fired Boiler FD FanA | UB HP-2 Fuel Fired Boiler FD Fan | Motor Current | A
k_1s1vuf6 | k_n8uz4q | United > Steam Network > Utility Block [UB]A > Steam Generators & TurbinesA > UB HP-2 Fuel Fired BoilerE-fuel fired boiler e > UB HP-2 Fuel Fired Boiler FD FanA | UB HP-2 Fuel Fired Boiler FD Fan | Speed | rpm
k_1s1vuf6 | k_1seufn3 | United > Steam Network > Utility Block [UB]A > Steam Generators & TurbinesA > UB HP-2 Fuel Fired BoilerE-fuel fired boiler e > UB HP-2 Fuel Fired Boiler FD FanA | UB HP-2 Fuel Fired Boiler FD Fan | Vibration | mm/s
k_4nqzbh | k_1mvzfpm | United > Steam Network > Utility Block [UB]A > Steam Generators & TurbinesA > UB HP-2 Fuel Fired BoilerE-fuel fired boiler e > UB HP-2 Fuel Fired Boiler ID FanA | UB HP-2 Fuel Fired Boiler ID Fan | Bearing Temperature | degC
k_4nqzbh | k_tdpd9v | United > Steam Network > Utility Block [UB]A > Steam Generators & TurbinesA > UB HP-2 Fuel Fired BoilerE-fuel fired boiler e > UB HP-2 Fuel Fired Boiler ID FanA | UB HP-2 Fuel Fired Boiler ID Fan | Discharge Pressure | bar
k_4nqzbh | k_1nzxzeb | United > Steam Network > Utility Block [UB]A > Steam Generators & TurbinesA > UB HP-2 Fuel Fired BoilerE-fuel fired boiler e > UB HP-2 Fuel Fired Boiler ID FanA | UB HP-2 Fuel Fired Boiler ID Fan | Inlet Damper Opening | percent
k_4nqzbh | k_1y2zygg | United > Steam Network > Utility Block [UB]A > Steam Generators & TurbinesA > UB HP-2 Fuel Fired BoilerE-fuel fired boiler e > UB HP-2 Fuel Fired Boiler ID FanA | UB HP-2 Fuel Fired Boiler ID Fan | Motor Current | A
k_4nqzbh | k_y67uvp | United > Steam Network > Utility Block [UB]A > Steam Generators & TurbinesA > UB HP-2 Fuel Fired BoilerE-fuel fired boiler e > UB HP-2 Fuel Fired Boiler ID FanA | UB HP-2 Fuel Fired Boiler ID Fan | Speed | rpm
k_4nqzbh | k_3237vk | United > Steam Network > Utility Block [UB]A > Steam Generators & TurbinesA > UB HP-2 Fuel Fired BoilerE-fuel fired boiler e > UB HP-2 Fuel Fired Boiler ID FanA | UB HP-2 Fuel Fired Boiler ID Fan | Vibration | mm/s
k_43y7id | k_90b52i | United > Steam Network > Utility Block [UB]A > Steam Generators & TurbinesA > UB HP-2 Fuel Fired BoilerE-fuel fired boiler e > UB HP-2 Fuel Fired Boiler Radiant SectionA | UB HP-2 Fuel Fired Boiler Radiant Section | Box Draft | mmH2O
k_43y7id | k_anp9gm | United > Steam Network > Utility Block [UB]A > Steam Generators & TurbinesA > UB HP-2 Fuel Fired BoilerE-fuel fired boiler e > UB HP-2 Fuel Fired Boiler Radiant SectionA | UB HP-2 Fuel Fired Boiler Radiant Section | Radiant Box Temperature | degC
k_43y7id | k_rf9ag3 | United > Steam Network > Utility Block [UB]A > Steam Generators & TurbinesA > UB HP-2 Fuel Fired BoilerE-fuel fired boiler e > UB HP-2 Fuel Fired Boiler Radiant SectionA | UB HP-2 Fuel Fired Boiler Radiant Section | Tube Skin Temperature (TMT) | degC
k_a4f8kq | k_rx3j8x | United > Steam Network > Utility Block [UB]A > Steam Generators & TurbinesA > UB HP-2 Fuel Fired BoilerE-fuel fired boiler e > UB HP-2 Fuel Fired Boiler Soot Blower SystemA | UB HP-2 Fuel Fired Boiler Soot Blower System | Cycle Status
k_a4f8kq | k_14lmv7n | United > Steam Network > Utility Block [UB]A > Steam Generators & TurbinesA > UB HP-2 Fuel Fired BoilerE-fuel fired boiler e > UB HP-2 Fuel Fired Boiler Soot Blower SystemA | UB HP-2 Fuel Fired Boiler Soot Blower System | Last Run Time | h
k_a4f8kq | k_zffd73 | United > Steam Network > Utility Block [UB]A > Steam Generators & TurbinesA > UB HP-2 Fuel Fired BoilerE-fuel fired boiler e > UB HP-2 Fuel Fired Boiler Soot Blower SystemA | UB HP-2 Fuel Fired Boiler Soot Blower System | Soot Blower Steam Flow | metric_ton/h
k_a4f8kq | k_6uvk1k | United > Steam Network > Utility Block [UB]A > Steam Generators & TurbinesA > UB HP-2 Fuel Fired BoilerE-fuel fired boiler e > UB HP-2 Fuel Fired Boiler Soot Blower SystemA | UB HP-2 Fuel Fired Boiler Soot Blower System | Soot Blower Steam Pressure | bar
k_wpd9l3 | k_fteluk | United > Steam Network > Utility Block [UB]A > Steam Generators & TurbinesA > UB HP-2 Fuel Fired BoilerE-fuel fired boiler e > UB HP-2 Fuel Fired Boiler StackA | UB HP-2 Fuel Fired Boiler Stack | CO in Flue Gas | ppm
k_wpd9l3 | k_hj8zj9 | United > Steam Network > Utility Block [UB]A > Steam Generators & TurbinesA > UB HP-2 Fuel Fired BoilerE-fuel fired boiler e > UB HP-2 Fuel Fired Boiler StackA | UB HP-2 Fuel Fired Boiler Stack | Flue Gas Flow | Nm3/h
k_wpd9l3 | k_v6o08 | United > Steam Network > Utility Block [UB]A > Steam Generators & TurbinesA > UB HP-2 Fuel Fired BoilerE-fuel fired boiler e > UB HP-2 Fuel Fired Boiler StackA | UB HP-2 Fuel Fired Boiler Stack | NOx Emission | ppm
k_wpd9l3 | k_u1s5gt | United > Steam Network > Utility Block [UB]A > Steam Generators & TurbinesA > UB HP-2 Fuel Fired BoilerE-fuel fired boiler e > UB HP-2 Fuel Fired Boiler StackA | UB HP-2 Fuel Fired Boiler Stack | O2 in Flue Gas | vol% | UN.UO.71AC1504.PV
k_wpd9l3 | k_149twvp | United > Steam Network > Utility Block [UB]A > Steam Generators & TurbinesA > UB HP-2 Fuel Fired BoilerE-fuel fired boiler e > UB HP-2 Fuel Fired Boiler StackA | UB HP-2 Fuel Fired Boiler Stack | SOx Emission | ppm
k_wpd9l3 | k_xarv3n | United > Steam Network > Utility Block [UB]A > Steam Generators & TurbinesA > UB HP-2 Fuel Fired BoilerE-fuel fired boiler e > UB HP-2 Fuel Fired Boiler StackA | UB HP-2 Fuel Fired Boiler Stack | Stack Draft | mmH2O
k_wpd9l3 | k_juhfoa | United > Steam Network > Utility Block [UB]A > Steam Generators & TurbinesA > UB HP-2 Fuel Fired BoilerE-fuel fired boiler e > UB HP-2 Fuel Fired Boiler StackA | UB HP-2 Fuel Fired Boiler Stack | Stack Temperature | degC | UN.UO.71TI1507.PV
k_2dib8p | k_d21fhq | United > Steam Network > Utility Block [UB]A > Steam Generators & TurbinesA > UB HP-2 Fuel Fired BoilerE-fuel fired boiler e > UB HP-2 Fuel Fired Boiler Steam DrumA | UB HP-2 Fuel Fired Boiler Steam Drum | Drum Level | percent | UN.UO.71LC1502A.PV
k_2dib8p | k_1w0cnx9 | United > Steam Network > Utility Block [UB]A > Steam Generators & TurbinesA > UB HP-2 Fuel Fired BoilerE-fuel fired boiler e > UB HP-2 Fuel Fired Boiler Steam DrumA | UB HP-2 Fuel Fired Boiler Steam Drum | Drum Pressure | bar | UN.UO.71PC1503.PV
k_2dib8p | k_1eexx1w | United > Steam Network > Utility Block [UB]A > Steam Generators & TurbinesA > UB HP-2 Fuel Fired BoilerE-fuel fired boiler e > UB HP-2 Fuel Fired Boiler Steam DrumA | UB HP-2 Fuel Fired Boiler Steam Drum | Drum Temperature | degC
k_2dib8p | k_17ymbib | United > Steam Network > Utility Block [UB]A > Steam Generators & TurbinesA > UB HP-2 Fuel Fired BoilerE-fuel fired boiler e > UB HP-2 Fuel Fired Boiler Steam DrumA | UB HP-2 Fuel Fired Boiler Steam Drum | Drum Vent Flow | metric_ton/h
k_51d7on | k_2oz14 | United > Steam Network > Utility Block [UB]A > Steam Generators & TurbinesA > UB HP-2 Fuel Fired BoilerE-fuel fired boiler e > UB HP-2 Fuel Fired Boiler SuperheaterA | UB HP-2 Fuel Fired Boiler Superheater | Attemperator Flow Opening | percent
k_51d7on | k_1fp205h | United > Steam Network > Utility Block [UB]A > Steam Generators & TurbinesA > UB HP-2 Fuel Fired BoilerE-fuel fired boiler e > UB HP-2 Fuel Fired Boiler SuperheaterA | UB HP-2 Fuel Fired Boiler Superheater | Attemperator Spray Flow | metric_ton/h | UN.UO.71FI1501.PV
k_51d7on | k_1m5lv3d | United > Steam Network > Utility Block [UB]A > Steam Generators & TurbinesA > UB HP-2 Fuel Fired BoilerE-fuel fired boiler e > UB HP-2 Fuel Fired Boiler SuperheaterA | UB HP-2 Fuel Fired Boiler Superheater | Steam Inlet Pressure | bar
k_51d7on | k_1k43r6o | United > Steam Network > Utility Block [UB]A > Steam Generators & TurbinesA > UB HP-2 Fuel Fired BoilerE-fuel fired boiler e > UB HP-2 Fuel Fired Boiler SuperheaterA | UB HP-2 Fuel Fired Boiler Superheater | Steam Inlet Temperature | degC | UN.UO.71TI1519.PV
k_51d7on | k_8y1d8g | United > Steam Network > Utility Block [UB]A > Steam Generators & TurbinesA > UB HP-2 Fuel Fired BoilerE-fuel fired boiler e > UB HP-2 Fuel Fired Boiler SuperheaterA | UB HP-2 Fuel Fired Boiler Superheater | Steam Outlet Pressure | bar
k_51d7on | k_p6pnc9 | United > Steam Network > Utility Block [UB]A > Steam Generators & TurbinesA > UB HP-2 Fuel Fired BoilerE-fuel fired boiler e > UB HP-2 Fuel Fired Boiler SuperheaterA | UB HP-2 Fuel Fired Boiler Superheater | Steam Outlet Temperature | degC
k_51d7on | k_1oulb59 | United > Steam Network > Utility Block [UB]A > Steam Generators & TurbinesA > UB HP-2 Fuel Fired BoilerE-fuel fired boiler e > UB HP-2 Fuel Fired Boiler SuperheaterA | UB HP-2 Fuel Fired Boiler Superheater | Tube Skin Temperature | degC
k_1vucgm | k_vzh708 | United > Steam Network > Utility Block [UB]A > Steam Generators & TurbinesA > UB VHP Waste Heat BoilerA-waste heat boiler a | UB VHP Waste Heat Boiler | Steam Output | metric_ton/h | UN.ETH.11FI1031A.PV
k_1vucgm | k_niifdu | United > Steam Network > Utility Block [UB]A > Steam Generators & TurbinesA > UB VHP Waste Heat BoilerA-waste heat boiler a | UB VHP Waste Heat Boiler | Steam Pressure | bar | UN.ETH.11PI1688A.PV
k_1vucgm | k_1y8rv2j | United > Steam Network > Utility Block [UB]A > Steam Generators & TurbinesA > UB VHP Waste Heat BoilerA-waste heat boiler a | UB VHP Waste Heat Boiler | Steam Temperature | degC | UN.ETH.11TC1017A.PV
k_1vucgm | k_1usvwdd | United > Steam Network > Utility Block [UB]A > Steam Generators & TurbinesA > UB VHP Waste Heat BoilerA-waste heat boiler a | UB VHP Waste Heat Boiler | Process Gas Inlet Temperature | degC
k_1vucgm | k_89ktmw | United > Steam Network > Utility Block [UB]A > Steam Generators & TurbinesA > UB VHP Waste Heat BoilerA-waste heat boiler a | UB VHP Waste Heat Boiler | Process Gas Outlet Temperature | degC
k_1sq1pau | k_1d7jzw8 | United > Steam Network > Utility Block [UB]A > Steam Generators & TurbinesA > UB VHP Waste Heat BoilerB-waste heat boiler b | UB VHP Waste Heat Boiler | Steam Output | metric_ton/h | UN.ETH.11FI1031B.PV
k_1sq1pau | k_1bbfd42 | United > Steam Network > Utility Block [UB]A > Steam Generators & TurbinesA > UB VHP Waste Heat BoilerB-waste heat boiler b | UB VHP Waste Heat Boiler | Steam Pressure | bar | UN.ETH.11PI1688B.PV
k_1sq1pau | k_143yvf | United > Steam Network > Utility Block [UB]A > Steam Generators & TurbinesA > UB VHP Waste Heat BoilerB-waste heat boiler b | UB VHP Waste Heat Boiler | Steam Temperature | degC | UN.ETH.11TC1017B.PV
k_1sq1pau | k_1290b8h | United > Steam Network > Utility Block [UB]A > Steam Generators & TurbinesA > UB VHP Waste Heat BoilerB-waste heat boiler b | UB VHP Waste Heat Boiler | Process Gas Inlet Temperature | degC
k_1sq1pau | k_2zeg94 | United > Steam Network > Utility Block [UB]A > Steam Generators & TurbinesA > UB VHP Waste Heat BoilerB-waste heat boiler b | UB VHP Waste Heat Boiler | Process Gas Outlet Temperature | degC
k_r9zw5y | k_1m61igo | United > Steam Network > Utility Block [UB]A > Steam Generators & TurbinesA > UB VHP Waste Heat BoilerC-waste heat boiler c | UB VHP Waste Heat Boiler | Steam Output | metric_ton/h | UN.ETH.11FI1031C.PV
k_r9zw5y | k_1goyzqa | United > Steam Network > Utility Block [UB]A > Steam Generators & TurbinesA > UB VHP Waste Heat BoilerC-waste heat boiler c | UB VHP Waste Heat Boiler | Steam Pressure | bar | UN.ETH.11PI1688C.PV
k_r9zw5y | k_1qt3w97 | United > Steam Network > Utility Block [UB]A > Steam Generators & TurbinesA > UB VHP Waste Heat BoilerC-waste heat boiler c | UB VHP Waste Heat Boiler | Steam Temperature | degC | UN.ETH.11TC1017D.PV
k_r9zw5y | k_8n4yht | United > Steam Network > Utility Block [UB]A > Steam Generators & TurbinesA > UB VHP Waste Heat BoilerC-waste heat boiler c | UB VHP Waste Heat Boiler | Process Gas Inlet Temperature | degC
k_r9zw5y | k_6tx91k | United > Steam Network > Utility Block [UB]A > Steam Generators & TurbinesA > UB VHP Waste Heat BoilerC-waste heat boiler c | UB VHP Waste Heat Boiler | Process Gas Outlet Temperature | degC
k_hdy8nq | k_nqagl4 | United > Steam Network > Utility Block [UB]A > Steam Generators & TurbinesA > UB VHP Waste Heat BoilerD-waste heat boiler d | UB VHP Waste Heat Boiler | Steam Output | metric_ton/h | UN.ETH.11FI1031D.PV
k_hdy8nq | k_23vode | United > Steam Network > Utility Block [UB]A > Steam Generators & TurbinesA > UB VHP Waste Heat BoilerD-waste heat boiler d | UB VHP Waste Heat Boiler | Steam Pressure | bar | UN.ETH.11PI1688D.PV
k_hdy8nq | k_1reqm2z | United > Steam Network > Utility Block [UB]A > Steam Generators & TurbinesA > UB VHP Waste Heat BoilerD-waste heat boiler d | UB VHP Waste Heat Boiler | Steam Temperature | degC | UN.ETH.11TC1017D.PV
k_hdy8nq | k_144c8o1 | United > Steam Network > Utility Block [UB]A > Steam Generators & TurbinesA > UB VHP Waste Heat BoilerD-waste heat boiler d | UB VHP Waste Heat Boiler | Process Gas Inlet Temperature | degC
k_hdy8nq | k_1spc3ig | United > Steam Network > Utility Block [UB]A > Steam Generators & TurbinesA > UB VHP Waste Heat BoilerD-waste heat boiler d | UB VHP Waste Heat Boiler | Process Gas Outlet Temperature | degC
k_p56fti | k_18ci9q0 | United > Steam Network > Utility Block [UB]A > Steam Generators & TurbinesA > UB VHP Waste Heat BoilerE-waste heat boiler e | UB VHP Waste Heat Boiler | Steam Output | metric_ton/h | UN.ETH.11FI1031E.PV
k_p56fti | k_1otr7tu | United > Steam Network > Utility Block [UB]A > Steam Generators & TurbinesA > UB VHP Waste Heat BoilerE-waste heat boiler e | UB VHP Waste Heat Boiler | Steam Pressure | bar | UN.ETH.11PI1688E.PV
k_p56fti | k_16a6p6z | United > Steam Network > Utility Block [UB]A > Steam Generators & TurbinesA > UB VHP Waste Heat BoilerE-waste heat boiler e | UB VHP Waste Heat Boiler | Steam Temperature | degC | UN.ETH.11TC1017E.PV
k_p56fti | k_nf1nz5 | United > Steam Network > Utility Block [UB]A > Steam Generators & TurbinesA > UB VHP Waste Heat BoilerE-waste heat boiler e | UB VHP Waste Heat Boiler | Process Gas Inlet Temperature | degC
k_p56fti | k_1w88a2w | United > Steam Network > Utility Block [UB]A > Steam Generators & TurbinesA > UB VHP Waste Heat BoilerE-waste heat boiler e | UB VHP Waste Heat Boiler | Process Gas Outlet Temperature | degC
k_gy9qom | k_1pkl2m0 | United > Steam Network > Utility Block [UB]A > Steam Generators & TurbinesA > UB VHP Waste Heat BoilerF-waste heat boiler f | UB VHP Waste Heat Boiler | Steam Output | metric_ton/h | UN.ETH.11FI1031F.PV
k_gy9qom | k_dlk3ky | United > Steam Network > Utility Block [UB]A > Steam Generators & TurbinesA > UB VHP Waste Heat BoilerF-waste heat boiler f | UB VHP Waste Heat Boiler | Steam Pressure | bar | UN.ETH.11PI1688F.PV
k_gy9qom | k_186muyz | United > Steam Network > Utility Block [UB]A > Steam Generators & TurbinesA > UB VHP Waste Heat BoilerF-waste heat boiler f | UB VHP Waste Heat Boiler | Steam Temperature | degC | UN.ETH.11TC1017F.PV
k_gy9qom | k_1twa4td | United > Steam Network > Utility Block [UB]A > Steam Generators & TurbinesA > UB VHP Waste Heat BoilerF-waste heat boiler f | UB VHP Waste Heat Boiler | Process Gas Inlet Temperature | degC
k_gy9qom | k_1qy1wp4 | United > Steam Network > Utility Block [UB]A > Steam Generators & TurbinesA > UB VHP Waste Heat BoilerF-waste heat boiler f | UB VHP Waste Heat Boiler | Process Gas Outlet Temperature | degC
k_1ejbziu | k_1yj2l6g | United > Steam Network > Utility Block [UB]A > Steam Generators & TurbinesA > UB VHP Waste Heat BoilerG-waste heat boiler g | UB VHP Waste Heat Boiler | Steam Output | metric_ton/h | UN.ETH.11FI1031G.PV
k_1ejbziu | k_iz3q76 | United > Steam Network > Utility Block [UB]A > Steam Generators & TurbinesA > UB VHP Waste Heat BoilerG-waste heat boiler g | UB VHP Waste Heat Boiler | Steam Pressure | bar | UN.ETH.11PI1688G.PV
k_1ejbziu | k_yuiqdn | United > Steam Network > Utility Block [UB]A > Steam Generators & TurbinesA > UB VHP Waste Heat BoilerG-waste heat boiler g | UB VHP Waste Heat Boiler | Steam Temperature | degC | UN.ETH.11TC1017G.PV
k_1ejbziu | k_10aes2p | United > Steam Network > Utility Block [UB]A > Steam Generators & TurbinesA > UB VHP Waste Heat BoilerG-waste heat boiler g | UB VHP Waste Heat Boiler | Process Gas Inlet Temperature | degC
k_1ejbziu | k_1uskphk | United > Steam Network > Utility Block [UB]A > Steam Generators & TurbinesA > UB VHP Waste Heat BoilerG-waste heat boiler g | UB VHP Waste Heat Boiler | Process Gas Outlet Temperature | degC
k_1olfj9y | k_j4s2go | United > Steam Network > Utility Block [UB]A > Steam Generators & TurbinesA > UB VHP Waste Heat BoilerH-waste heat boiler h | UB VHP Waste Heat Boiler | Steam Output | metric_ton/h | UN.ETH.11FI1031H.PV
k_1olfj9y | k_12lic6a | United > Steam Network > Utility Block [UB]A > Steam Generators & TurbinesA > UB VHP Waste Heat BoilerH-waste heat boiler h | UB VHP Waste Heat Boiler | Steam Pressure | bar | UN.ETH.11PI1688H.PV
k_1olfj9y | k_lfsf9n | United > Steam Network > Utility Block [UB]A > Steam Generators & TurbinesA > UB VHP Waste Heat BoilerH-waste heat boiler h | UB VHP Waste Heat Boiler | Steam Temperature | degC | UN.ETH.11TC1017H.PV
k_1olfj9y | k_4k8qu9 | United > Steam Network > Utility Block [UB]A > Steam Generators & TurbinesA > UB VHP Waste Heat BoilerH-waste heat boiler h | UB VHP Waste Heat Boiler | Process Gas Inlet Temperature | degC
k_1olfj9y | k_rrxmtk | United > Steam Network > Utility Block [UB]A > Steam Generators & TurbinesA > UB VHP Waste Heat BoilerH-waste heat boiler h | UB VHP Waste Heat Boiler | Process Gas Outlet Temperature | degC
k_1wcnqfq | k_13qzvlk | United > Steam Network > Utility Block [UB]A > Steam Generators & TurbinesA > UB VHP Waste Heat BoilerI-waste heat boiler i | UB VHP Waste Heat Boiler | Steam Output | metric_ton/h | UN.ETH.11FI1031J.PV
k_1wcnqfq | k_qa9tnm | United > Steam Network > Utility Block [UB]A > Steam Generators & TurbinesA > UB VHP Waste Heat BoilerI-waste heat boiler i | UB VHP Waste Heat Boiler | Steam Pressure | bar | UN.ETH.11PI1688J.PV
k_1wcnqfq | k_b8idn | United > Steam Network > Utility Block [UB]A > Steam Generators & TurbinesA > UB VHP Waste Heat BoilerI-waste heat boiler i | UB VHP Waste Heat Boiler | Steam Temperature | degC | UN.ETH.11TC1017J.PV
k_1wcnqfq | k_1mw284h | United > Steam Network > Utility Block [UB]A > Steam Generators & TurbinesA > UB VHP Waste Heat BoilerI-waste heat boiler i | UB VHP Waste Heat Boiler | Process Gas Inlet Temperature | degC
k_1wcnqfq | k_vatte0 | United > Steam Network > Utility Block [UB]A > Steam Generators & TurbinesA > UB VHP Waste Heat BoilerI-waste heat boiler i | UB VHP Waste Heat Boiler | Process Gas Outlet Temperature | degC
k_1c1ygus | k_1wwf8kd | United > Steam Network > Utility Block [UB]A > Steam ConsumersA > UB HP-2 Steam ExportA-steam export a | UB HP-2 Steam Export | Export Flow | metric_ton/h | UN.EG1.29FI9201.PV
k_1c1ygus | k_btesa2 | United > Steam Network > Utility Block [UB]A > Steam ConsumersA > UB HP-2 Steam ExportA-steam export a | UB HP-2 Steam Export | Export Pressure | KG/CM2A | UN.UO.70PI0012A.PV
k_1c1ygus | k_1mslvib | United > Steam Network > Utility Block [UB]A > Steam ConsumersA > UB HP-2 Steam ExportA-steam export a | UB HP-2 Steam Export | Export Temperature | degC | UN.UO.70TI0007.PV
k_14hvqes | k_la43ul | United > Steam Network > Utility Block [UB]A > Steam ConsumersA > UB HP-2 Steam ExportB-steam export b | UB HP-2 Steam Export | Export Flow | metric_ton/h | UN.EG2.49FI9201.PV
k_14hvqes | k_1egrv9m | United > Steam Network > Utility Block [UB]A > Steam ConsumersA > UB HP-2 Steam ExportB-steam export b | UB HP-2 Steam Export | Export Pressure | KG/CM2A | UN.UO.70PI0012A.PV
k_14hvqes | k_1y9goyr | United > Steam Network > Utility Block [UB]A > Steam ConsumersA > UB HP-2 Steam ExportB-steam export b | UB HP-2 Steam Export | Export Temperature | degC | UN.UO.70TI0007.PV
k_or6tck | k_7vni71 | United > Steam Network > Utility Block [UB]A > Steam ConsumersA > UB HP-2 Steam ExportC-steam export c | UB HP-2 Steam Export | Export Flow | metric_ton/h | UN.EG3.69FI9201.PV
k_or6tck | k_3kz3ai | United > Steam Network > Utility Block [UB]A > Steam ConsumersA > UB HP-2 Steam ExportC-steam export c | UB HP-2 Steam Export | Export Pressure | KG/CM2A | UN.UO.70PI0012A.PV
k_or6tck | k_18kjy83 | United > Steam Network > Utility Block [UB]A > Steam ConsumersA > UB HP-2 Steam ExportC-steam export c | UB HP-2 Steam Export | Export Temperature | degC | UN.UO.70TI0007.PV
k_q4h7lg | k_1syygxp | United > Steam Network > Utility Block [UB]A > Steam ConsumersA > UB HP-2 Steam ExportD-steam export d | UB HP-2 Steam Export | Export Flow | metric_ton/h | UN.ETH.17FC7064.PV
k_q4h7lg | k_8ow3ii | United > Steam Network > Utility Block [UB]A > Steam ConsumersA > UB HP-2 Steam ExportD-steam export d | UB HP-2 Steam Export | Export Pressure | KG/CM2A | UN.UO.70PI0012A.PV
k_q4h7lg | k_172w7mr | United > Steam Network > Utility Block [UB]A > Steam ConsumersA > UB HP-2 Steam ExportD-steam export d | UB HP-2 Steam Export | Export Temperature | degC | UN.UO.70TI0007.PV
k_4sd445 | k_2iqqho | United > Steam Network > Utility Block [UB]A > Steam ConsumersA > UB MP-2 Steam ExportE-steam export a | UB MP-2 Steam Export | Export Flow | metric_ton/h | UN.EG1.29FI9202.PV
k_4sd445 | k_1f335yj | United > Steam Network > Utility Block [UB]A > Steam ConsumersA > UB MP-2 Steam ExportE-steam export a | UB MP-2 Steam Export | Export Pressure | KG/CM2A | UN.UO.70PC0007A.PV
k_4sd445 | k_191scma | United > Steam Network > Utility Block [UB]A > Steam ConsumersA > UB MP-2 Steam ExportE-steam export a | UB MP-2 Steam Export | Export Temperature | degC | UN.UO.70TC0005.PV
k_joovzp | k_1aytc58 | United > Steam Network > Utility Block [UB]A > Steam ConsumersA > UB MP-2 Steam ExportF-steam export b | UB MP-2 Steam Export | Export Flow | metric_ton/h | UN.EG2.49FI9202.PV
k_joovzp | k_uirdvv | United > Steam Network > Utility Block [UB]A > Steam ConsumersA > UB MP-2 Steam ExportF-steam export b | UB MP-2 Steam Export | Export Pressure | KG/CM2A | UN.UO.70PC0007A.PV
k_joovzp | k_j3v076 | United > Steam Network > Utility Block [UB]A > Steam ConsumersA > UB MP-2 Steam ExportF-steam export b | UB MP-2 Steam Export | Export Temperature | degC | UN.UO.70TC0005.PV
k_u7p6qd | k_1wi7fq4 | United > Steam Network > Utility Block [UB]A > Steam ConsumersA > UB MP-2 Steam ExportG-steam export c | UB MP-2 Steam Export | Export Flow | metric_ton/h | UN.EG3.69FI9208.PV
k_u7p6qd | k_1038n8r | United > Steam Network > Utility Block [UB]A > Steam ConsumersA > UB MP-2 Steam ExportG-steam export c | UB MP-2 Steam Export | Export Pressure | KG/CM2A | UN.UO.70PC0007A.PV
k_u7p6qd | k_15up4pu | United > Steam Network > Utility Block [UB]A > Steam ConsumersA > UB MP-2 Steam ExportG-steam export c | UB MP-2 Steam Export | Export Temperature | degC | UN.UO.70TC0005.PV
k_103vl7e | k_5t3wsz | United > Steam Network > Utility Block [UB]A > Steam ConsumersA > UB LP-1 Steam ExportH-steam export a | UB LP-1 Steam Export | Export Flow | metric_ton/h | UN.EG1.29FI9203.PV
k_103vl7e | k_18hhiec | United > Steam Network > Utility Block [UB]A > Steam ConsumersA > UB LP-1 Steam ExportH-steam export a | UB LP-1 Steam Export | Export Pressure | KG/CM2A | UN.UO.70PI0024A.PV
k_103vl7e | k_k7rxe5 | United > Steam Network > Utility Block [UB]A > Steam ConsumersA > UB LP-1 Steam ExportH-steam export a | UB LP-1 Steam Export | Export Temperature | degC | UN.UO.70TI0006.PV
k_1fuki9k | k_rebz3l | United > Steam Network > Utility Block [UB]A > Steam ConsumersA > UB LP-1 Steam ExportI-steam export b | UB LP-1 Steam Export | Export Flow | metric_ton/h | UN.EG2.49FI9203.PV
k_1fuki9k | k_167mk1y | United > Steam Network > Utility Block [UB]A > Steam ConsumersA > UB LP-1 Steam ExportI-steam export b | UB LP-1 Steam Export | Export Pressure | KG/CM2A | UN.UO.70PI0024A.PV
k_1fuki9k | k_1v0jbvz | United > Steam Network > Utility Block [UB]A > Steam ConsumersA > UB LP-1 Steam ExportI-steam export b | UB LP-1 Steam Export | Export Temperature | degC | UN.UO.70TI0006.PV
k_1nen8pm | k_1p1nbpv | United > Steam Network > Utility Block [UB]A > Steam ConsumersA > UB LP-1 Steam ExportJ-steam export c | UB LP-1 Steam Export | Export Flow | metric_ton/h | UN.EG3.69FI9209.PV
k_1nen8pm | k_2lvixw | United > Steam Network > Utility Block [UB]A > Steam ConsumersA > UB LP-1 Steam ExportJ-steam export c | UB LP-1 Steam Export | Export Pressure | KG/CM2A | UN.UO.70PI0024A.PV
k_1nen8pm | k_4p6xsd | United > Steam Network > Utility Block [UB]A > Steam ConsumersA > UB LP-1 Steam ExportJ-steam export c | UB LP-1 Steam Export | Export Temperature | degC | UN.UO.70TI0006.PV
k_1gsj7lo | k_kvgvxx | United > Steam Network > Utility Block [UB]A > Steam ConsumersA > UB LP-1 Steam ExportK-steam export d | UB LP-1 Steam Export | Export Flow | metric_ton/h | UN.UO.17FI7065
k_1gsj7lo | k_vhv48y | United > Steam Network > Utility Block [UB]A > Steam ConsumersA > UB LP-1 Steam ExportK-steam export d | UB LP-1 Steam Export | Export Pressure | KG/CM2A | UN.UO.70PI0024A.PV
k_1gsj7lo | k_18he71n | United > Steam Network > Utility Block [UB]A > Steam ConsumersA > UB LP-1 Steam ExportK-steam export d | UB LP-1 Steam Export | Export Temperature | degC | UN.UO.70TI0006.PV
k_1ff8tcq | k_1lbmgcz | United > Steam Network > Utility Block [UB]A > Steam ConsumersA > UB LP-1 Steam ExportL-steam export e | UB LP-1 Steam Export | Export Flow | metric_ton/h | UN.LAO.39FI9004.PV
k_1ff8tcq | k_118rgtg | United > Steam Network > Utility Block [UB]A > Steam ConsumersA > UB LP-1 Steam ExportL-steam export e | UB LP-1 Steam Export | Export Pressure | KG/CM2A | UN.UO.70PI0024A.PV
k_1ff8tcq | k_aa5hl9 | United > Steam Network > Utility Block [UB]A > Steam ConsumersA > UB LP-1 Steam ExportL-steam export e | UB LP-1 Steam Export | Export Temperature | degC | UN.UO.70TI0006.PV
k_wqb8kd | k_s8ulg9 | United > Steam Network > Utility Block [UB]A > Steam ConsumersA > UB VHP Steam VentA-steam vent a | UB VHP Steam Vent | Vent Valve Opening | percent | UN.ETH.17PC7032.MV
k_wqb8kd | k_1cds88e | United > Steam Network > Utility Block [UB]A > Steam ConsumersA > UB VHP Steam VentA-steam vent a | UB VHP Steam Vent | Vent Pressure | KG/CM2A | UN.ETH.17PC7032.PV
k_1li78l3 | k_j84icz | United > Steam Network > Utility Block [UB]A > Steam ConsumersA > UB HP-2 Steam VentB-steam vent a | UB HP-2 Steam Vent | Vent Valve Opening | metric_ton/h | UN.UO.70PC0012A.MV
k_1li78l3 | k_1sabres | United > Steam Network > Utility Block [UB]A > Steam ConsumersA > UB HP-2 Steam VentB-steam vent a | UB HP-2 Steam Vent | Vent Pressure | KG/CM2A | UN.UO.70PI0012A.PV
k_y8f435 | k_1078lrp | United > Steam Network > Utility Block [UB]A > Steam ConsumersA > UB LP-1 Steam VentC-steam vent a | UB LP-1 Steam Vent | Vent Valve Opening | metric_ton/h | UN.UO.70PC0024B.MV
k_y8f435 | k_1dk5yo2 | United > Steam Network > Utility Block [UB]A > Steam ConsumersA > UB LP-1 Steam VentC-steam vent a | UB LP-1 Steam Vent | Vent Pressure | KG/CM2A | UN.UO.70PI0024A.PV
k_3mvmwj | k_4sukub | United > Steam Network > Utility Block [UB]A > Steam ConsumersA > UB LP-1 DeaeratorA-deaerator a | UB LP-1 Deaerator | BFW Out Flow | metric_ton/h
k_3mvmwj | k_1thoqe5 | United > Steam Network > Utility Block [UB]A > Steam ConsumersA > UB LP-1 DeaeratorA-deaerator a | UB LP-1 Deaerator | BFW Out Temperature | degC
k_3mvmwj | k_1cyq0ae | United > Steam Network > Utility Block [UB]A > Steam ConsumersA > UB LP-1 DeaeratorA-deaerator a | UB LP-1 Deaerator | Deaerator Pressure | KG/CM2A
k_3mvmwj | k_17gq08c | United > Steam Network > Utility Block [UB]A > Steam ConsumersA > UB LP-1 DeaeratorA-deaerator a | UB LP-1 Deaerator | LP Steam Flow | metric_ton/h | UN.UO.71FI1002.PV
k_3mvmwj | k_nl5dh3 | United > Steam Network > Utility Block [UB]A > Steam ConsumersA > UB LP-1 DeaeratorA-deaerator a | UB LP-1 Deaerator | Vent Flow | metric_ton/h
k_3mvmwj | k_nr875x | United > Steam Network > Utility Block [UB]A > Steam ConsumersA > UB LP-1 DeaeratorA-deaerator a | UB LP-1 Deaerator | O2 in BFW | ppb
k_14k8w6r | k_2tmf2b | United > Steam Network > Utility Block [UB]A > Steam ConsumersA > UB LP-1 DeaeratorB-deaerator b | UB LP-1 Deaerator | BFW Out Flow | metric_ton/h
k_14k8w6r | k_rxvg0t | United > Steam Network > Utility Block [UB]A > Steam ConsumersA > UB LP-1 DeaeratorB-deaerator b | UB LP-1 Deaerator | BFW Out Temperature | degC
k_14k8w6r | k_1mowjzq | United > Steam Network > Utility Block [UB]A > Steam ConsumersA > UB LP-1 DeaeratorB-deaerator b | UB LP-1 Deaerator | Deaerator Pressure | KG/CM2A
k_14k8w6r | k_tfqi98 | United > Steam Network > Utility Block [UB]A > Steam ConsumersA > UB LP-1 DeaeratorB-deaerator b | UB LP-1 Deaerator | LP Steam Flow | metric_ton/h | UN.UO.71FI1004.PV
k_14k8w6r | k_i3le7r | United > Steam Network > Utility Block [UB]A > Steam ConsumersA > UB LP-1 DeaeratorB-deaerator b | UB LP-1 Deaerator | Vent Flow | metric_ton/h
k_14k8w6r | k_1sw61ol | United > Steam Network > Utility Block [UB]A > Steam ConsumersA > UB LP-1 DeaeratorB-deaerator b | UB LP-1 Deaerator | O2 in BFW | ppb
k_1qq1t6q | k_1wn1vkr | United > Steam Network > Utility Block [UB]A > Steam Generators & TurbinesA > UB HP-2 Backpressure TurbineA-bfw turbine a | UB HP-2 Backpressure Turbine | Inlet Steam Flow | metric_ton/h | UN.UO.71FI1812.PV
k_1qq1t6q | k_1q0hya | United > Steam Network > Utility Block [UB]A > Steam Generators & TurbinesA > UB HP-2 Backpressure TurbineA-bfw turbine a | UB HP-2 Backpressure Turbine | Inlet Pressure | bar | UN.UO.70PI0012A.PV
k_1qq1t6q | k_1oua7ij | United > Steam Network > Utility Block [UB]A > Steam Generators & TurbinesA > UB HP-2 Backpressure TurbineA-bfw turbine a | UB HP-2 Backpressure Turbine | Inlet Temperature | degC | UN.UO.70TI0007.PV
k_1qq1t6q | k_qak7y | United > Steam Network > Utility Block [UB]A > Steam Generators & TurbinesA > UB HP-2 Backpressure TurbineA-bfw turbine a | UB HP-2 Backpressure Turbine | Exhaust Pressure | bar | UN.UO.70PI0024A.PV
k_1qq1t6q | k_x43kmv | United > Steam Network > Utility Block [UB]A > Steam Generators & TurbinesA > UB HP-2 Backpressure TurbineA-bfw turbine a | UB HP-2 Backpressure Turbine | Exhaust Temperature | degC | UN.UO.70TI0006.PV
k_1qq1t6q | k_krjlex | United > Steam Network > Utility Block [UB]A > Steam Generators & TurbinesA > UB HP-2 Backpressure TurbineA-bfw turbine a | UB HP-2 Backpressure Turbine | Exhaust Flow | metric_ton/h | UN.UO.71FI1812.PV
k_1qq1t6q | k_1ldda2y | United > Steam Network > Utility Block [UB]A > Steam Generators & TurbinesA > UB HP-2 Backpressure TurbineA-bfw turbine a | UB HP-2 Backpressure Turbine | Shaft Power | kW
k_1qq1t6q | k_obta88 | United > Steam Network > Utility Block [UB]A > Steam Generators & TurbinesA > UB HP-2 Backpressure TurbineA-bfw turbine a | UB HP-2 Backpressure Turbine | Isentropic Efficiency | percent
k_felpj6 | k_1ul804b | United > Steam Network > Utility Block [UB]A > Steam Generators & TurbinesA > UB HP-2 Backpressure TurbineB-bfw turbine b | UB HP-2 Backpressure Turbine | Inlet Steam Flow | metric_ton/h | UN.UO.71FI1813.PV
k_felpj6 | k_k6gspu | United > Steam Network > Utility Block [UB]A > Steam Generators & TurbinesA > UB HP-2 Backpressure TurbineB-bfw turbine b | UB HP-2 Backpressure Turbine | Inlet Pressure | bar | UN.UO.70PI0012A.PV
k_felpj6 | k_1s70fez | United > Steam Network > Utility Block [UB]A > Steam Generators & TurbinesA > UB HP-2 Backpressure TurbineB-bfw turbine b | UB HP-2 Backpressure Turbine | Inlet Temperature | degC | UN.UO.70TI0007.PV
k_felpj6 | k_1xpkqqm | United > Steam Network > Utility Block [UB]A > Steam Generators & TurbinesA > UB HP-2 Backpressure TurbineB-bfw turbine b | UB HP-2 Backpressure Turbine | Exhaust Pressure | bar | UN.UO.70PI0024A.PV
k_felpj6 | k_1qkhsc7 | United > Steam Network > Utility Block [UB]A > Steam Generators & TurbinesA > UB HP-2 Backpressure TurbineB-bfw turbine b | UB HP-2 Backpressure Turbine | Exhaust Temperature | degC | UN.UO.70TI0006.PV
k_felpj6 | k_138oasp | United > Steam Network > Utility Block [UB]A > Steam Generators & TurbinesA > UB HP-2 Backpressure TurbineB-bfw turbine b | UB HP-2 Backpressure Turbine | Exhaust Flow | metric_ton/h | UN.UO.71FI1813.PV
k_felpj6 | k_1woyrii | United > Steam Network > Utility Block [UB]A > Steam Generators & TurbinesA > UB HP-2 Backpressure TurbineB-bfw turbine b | UB HP-2 Backpressure Turbine | Shaft Power | kW
k_felpj6 | k_1ubzkp4 | United > Steam Network > Utility Block [UB]A > Steam Generators & TurbinesA > UB HP-2 Backpressure TurbineB-bfw turbine b | UB HP-2 Backpressure Turbine | Isentropic Efficiency | percent
k_yiufb6 | k_8mou1n | United > Steam Network > Utility Block [UB]A > Steam Generators & TurbinesA > UB HP-2 Backpressure TurbineC-bfw turbine c | UB HP-2 Backpressure Turbine | Inlet Steam Flow | metric_ton/h | UN.UO.71FI1604.PV
k_yiufb6 | k_10yd8te | United > Steam Network > Utility Block [UB]A > Steam Generators & TurbinesA > UB HP-2 Backpressure TurbineC-bfw turbine c | UB HP-2 Backpressure Turbine | Inlet Pressure | bar | UN.UO.70PI0012A.PV
k_yiufb6 | k_1xdhcaz | United > Steam Network > Utility Block [UB]A > Steam Generators & TurbinesA > UB HP-2 Backpressure TurbineC-bfw turbine c | UB HP-2 Backpressure Turbine | Inlet Temperature | degC | UN.UO.70TI0007.PV
k_yiufb6 | k_br1kny | United > Steam Network > Utility Block [UB]A > Steam Generators & TurbinesA > UB HP-2 Backpressure TurbineC-bfw turbine c | UB HP-2 Backpressure Turbine | Exhaust Pressure | bar | UN.UO.70PI0024A.PV
k_yiufb6 | k_kt4abb | United > Steam Network > Utility Block [UB]A > Steam Generators & TurbinesA > UB HP-2 Backpressure TurbineC-bfw turbine c | UB HP-2 Backpressure Turbine | Exhaust Temperature | degC | UN.UO.70TI0006.PV
k_yiufb6 | k_1tchbmx | United > Steam Network > Utility Block [UB]A > Steam Generators & TurbinesA > UB HP-2 Backpressure TurbineC-bfw turbine c | UB HP-2 Backpressure Turbine | Exhaust Flow | metric_ton/h | UN.UO.71FI1604.PV
k_yiufb6 | k_72a9fu | United > Steam Network > Utility Block [UB]A > Steam Generators & TurbinesA > UB HP-2 Backpressure TurbineC-bfw turbine c | UB HP-2 Backpressure Turbine | Shaft Power | kW
k_yiufb6 | k_1d0og08 | United > Steam Network > Utility Block [UB]A > Steam Generators & TurbinesA > UB HP-2 Backpressure TurbineC-bfw turbine c | UB HP-2 Backpressure Turbine | Isentropic Efficiency | percent
k_10k9jcm | k_bddxpr | United > Steam Network > Utility Block [UB]A > Steam Generators & TurbinesA > UB HP-2 Backpressure TurbineD-fd turbine a | UB HP-2 Backpressure Turbine | Inlet Steam Flow | metric_ton/h | UN.UO.71FI1814.PV
k_10k9jcm | k_1ubydna | United > Steam Network > Utility Block [UB]A > Steam Generators & TurbinesA > UB HP-2 Backpressure TurbineD-fd turbine a | UB HP-2 Backpressure Turbine | Inlet Pressure | bar | UN.UO.70PI0012A.PV
k_10k9jcm | k_9k38u7 | United > Steam Network > Utility Block [UB]A > Steam Generators & TurbinesA > UB HP-2 Backpressure TurbineD-fd turbine a | UB HP-2 Backpressure Turbine | Inlet Temperature | degC | UN.UO.70TI0007.PV
k_10k9jcm | k_t54dbe | United > Steam Network > Utility Block [UB]A > Steam Generators & TurbinesA > UB HP-2 Backpressure TurbineD-fd turbine a | UB HP-2 Backpressure Turbine | Exhaust Pressure | bar | UN.UO.70PI0024A.PV
k_10k9jcm | k_996iv7 | United > Steam Network > Utility Block [UB]A > Steam Generators & TurbinesA > UB HP-2 Backpressure TurbineD-fd turbine a | UB HP-2 Backpressure Turbine | Exhaust Temperature | degC | UN.UO.70TI0006.PV
k_10k9jcm | k_10gjkyl | United > Steam Network > Utility Block [UB]A > Steam Generators & TurbinesA > UB HP-2 Backpressure TurbineD-fd turbine a | UB HP-2 Backpressure Turbine | Exhaust Flow | metric_ton/h | UN.UO.71FI1814.PV
k_10k9jcm | k_uc0i0u | United > Steam Network > Utility Block [UB]A > Steam Generators & TurbinesA > UB HP-2 Backpressure TurbineD-fd turbine a | UB HP-2 Backpressure Turbine | Shaft Power | kW
k_10k9jcm | k_1txk6ik | United > Steam Network > Utility Block [UB]A > Steam Generators & TurbinesA > UB HP-2 Backpressure TurbineD-fd turbine a | UB HP-2 Backpressure Turbine | Isentropic Efficiency | percent
k_17m7r10 | k_119po0d | United > Steam Network > Utility Block [UB]A > Steam Generators & TurbinesA > UB HP-2 Backpressure TurbineE-fd turbine b | UB HP-2 Backpressure Turbine | Inlet Steam Flow | metric_ton/h | UN.UO.71FI1815.PV
k_17m7r10 | k_k1ldis | United > Steam Network > Utility Block [UB]A > Steam Generators & TurbinesA > UB HP-2 Backpressure TurbineE-fd turbine b | UB HP-2 Backpressure Turbine | Inlet Pressure | bar | UN.UO.70PI0012A.PV
k_17m7r10 | k_1jioejh | United > Steam Network > Utility Block [UB]A > Steam Generators & TurbinesA > UB HP-2 Backpressure TurbineE-fd turbine b | UB HP-2 Backpressure Turbine | Inlet Temperature | degC | UN.UO.70TI0007.PV
k_17m7r10 | k_e614zs | United > Steam Network > Utility Block [UB]A > Steam Generators & TurbinesA > UB HP-2 Backpressure TurbineE-fd turbine b | UB HP-2 Backpressure Turbine | Exhaust Pressure | bar | UN.UO.70PI0024A.PV
k_17m7r10 | k_q3twyp | United > Steam Network > Utility Block [UB]A > Steam Generators & TurbinesA > UB HP-2 Backpressure TurbineE-fd turbine b | UB HP-2 Backpressure Turbine | Exhaust Temperature | degC | UN.UO.70TI0006.PV
k_17m7r10 | k_17gx8u7 | United > Steam Network > Utility Block [UB]A > Steam Generators & TurbinesA > UB HP-2 Backpressure TurbineE-fd turbine b | UB HP-2 Backpressure Turbine | Exhaust Flow | metric_ton/h | UN.UO.71FI1815.PV
k_17m7r10 | k_cmedwc | United > Steam Network > Utility Block [UB]A > Steam Generators & TurbinesA > UB HP-2 Backpressure TurbineE-fd turbine b | UB HP-2 Backpressure Turbine | Shaft Power | kW
k_17m7r10 | k_113team | United > Steam Network > Utility Block [UB]A > Steam Generators & TurbinesA > UB HP-2 Backpressure TurbineE-fd turbine b | UB HP-2 Backpressure Turbine | Isentropic Efficiency | percent
k_1hwkc52 | k_1xczd7z | United > Steam Network > Utility Block [UB]A > Steam Generators & TurbinesA > UB HP-2 Backpressure TurbineF-fd turbine c | UB HP-2 Backpressure Turbine | Inlet Steam Flow | metric_ton/h | UN.UO.72FI2007.PV
k_1hwkc52 | k_1d00ra | United > Steam Network > Utility Block [UB]A > Steam Generators & TurbinesA > UB HP-2 Backpressure TurbineF-fd turbine c | UB HP-2 Backpressure Turbine | Inlet Pressure | bar | UN.UO.70PI0012A.PV
k_1hwkc52 | k_1pmxydb | United > Steam Network > Utility Block [UB]A > Steam Generators & TurbinesA > UB HP-2 Backpressure TurbineF-fd turbine c | UB HP-2 Backpressure Turbine | Inlet Temperature | degC | UN.UO.70TI0007.PV
k_1hwkc52 | k_lema3u | United > Steam Network > Utility Block [UB]A > Steam Generators & TurbinesA > UB HP-2 Backpressure TurbineF-fd turbine c | UB HP-2 Backpressure Turbine | Exhaust Pressure | bar | UN.UO.70PI0024A.PV
k_1hwkc52 | k_kx6lz7 | United > Steam Network > Utility Block [UB]A > Steam Generators & TurbinesA > UB HP-2 Backpressure TurbineF-fd turbine c | UB HP-2 Backpressure Turbine | Exhaust Temperature | degC | UN.UO.70TI0006.PV
k_1hwkc52 | k_1v0zpjx | United > Steam Network > Utility Block [UB]A > Steam Generators & TurbinesA > UB HP-2 Backpressure TurbineF-fd turbine c | UB HP-2 Backpressure Turbine | Exhaust Flow | metric_ton/h | UN.UO.72FI2007.PV
k_1hwkc52 | k_h1pczi | United > Steam Network > Utility Block [UB]A > Steam Generators & TurbinesA > UB HP-2 Backpressure TurbineF-fd turbine c | UB HP-2 Backpressure Turbine | Shaft Power | kW
k_1hwkc52 | k_1fnqit8 | United > Steam Network > Utility Block [UB]A > Steam Generators & TurbinesA > UB HP-2 Backpressure TurbineF-fd turbine c | UB HP-2 Backpressure Turbine | Isentropic Efficiency | percent
k_1oyijtc | k_1esjoy1 | United > Steam Network > Utility Block [UB]A > Steam Generators & TurbinesA > UB HP-2 Backpressure TurbineG-fd turbine d | UB HP-2 Backpressure Turbine | Inlet Steam Flow | metric_ton/h | UN.UO.72FI2008.PV
k_1oyijtc | k_1dzgh2o | United > Steam Network > Utility Block [UB]A > Steam Generators & TurbinesA > UB HP-2 Backpressure TurbineG-fd turbine d | UB HP-2 Backpressure Turbine | Inlet Pressure | bar | UN.UO.70PI0012A.PV
k_1oyijtc | k_1gld7ix | United > Steam Network > Utility Block [UB]A > Steam Generators & TurbinesA > UB HP-2 Backpressure TurbineG-fd turbine d | UB HP-2 Backpressure Turbine | Inlet Temperature | degC | UN.UO.70TI0007.PV
k_1oyijtc | k_kh7m8c | United > Steam Network > Utility Block [UB]A > Steam Generators & TurbinesA > UB HP-2 Backpressure TurbineG-fd turbine d | UB HP-2 Backpressure Turbine | Exhaust Pressure | bar | UN.UO.70PI0024A.PV
k_1oyijtc | k_11biz1h | United > Steam Network > Utility Block [UB]A > Steam Generators & TurbinesA > UB HP-2 Backpressure TurbineG-fd turbine d | UB HP-2 Backpressure Turbine | Exhaust Temperature | degC | UN.UO.70TI0006.PV
k_1oyijtc | k_1e6354r | United > Steam Network > Utility Block [UB]A > Steam Generators & TurbinesA > UB HP-2 Backpressure TurbineG-fd turbine d | UB HP-2 Backpressure Turbine | Exhaust Flow | metric_ton/h | UN.UO.72FI2008.PV
k_1oyijtc | k_aqrhjs | United > Steam Network > Utility Block [UB]A > Steam Generators & TurbinesA > UB HP-2 Backpressure TurbineG-fd turbine d | UB HP-2 Backpressure Turbine | Shaft Power | kW
k_1oyijtc | k_t5mfyy | United > Steam Network > Utility Block [UB]A > Steam Generators & TurbinesA > UB HP-2 Backpressure TurbineG-fd turbine d | UB HP-2 Backpressure Turbine | Isentropic Efficiency | percent
k_1cm17zy | k_ccrexz | United > Steam Network > Utility Block [UB]A > Steam Generators & TurbinesA > UB HP-2 Backpressure TurbineH-fd turbine e | UB HP-2 Backpressure Turbine | Inlet Steam Flow | metric_ton/h | UN.UO.71FI1108.PV
k_1cm17zy | k_czk5y6 | United > Steam Network > Utility Block [UB]A > Steam Generators & TurbinesA > UB HP-2 Backpressure TurbineH-fd turbine e | UB HP-2 Backpressure Turbine | Inlet Pressure | bar | UN.UO.70PI0012A.PV
k_1cm17zy | k_8n39x3 | United > Steam Network > Utility Block [UB]A > Steam Generators & TurbinesA > UB HP-2 Backpressure TurbineH-fd turbine e | UB HP-2 Backpressure Turbine | Inlet Temperature | degC | UN.UO.70TI0007.PV
k_1cm17zy | k_1lkdqea | United > Steam Network > Utility Block [UB]A > Steam Generators & TurbinesA > UB HP-2 Backpressure TurbineH-fd turbine e | UB HP-2 Backpressure Turbine | Exhaust Pressure | bar | UN.UO.70PI0024A.PV
k_1cm17zy | k_33al57 | United > Steam Network > Utility Block [UB]A > Steam Generators & TurbinesA > UB HP-2 Backpressure TurbineH-fd turbine e | UB HP-2 Backpressure Turbine | Exhaust Temperature | degC | UN.UO.70TI0006.PV
k_1cm17zy | k_e1m5w5 | United > Steam Network > Utility Block [UB]A > Steam Generators & TurbinesA > UB HP-2 Backpressure TurbineH-fd turbine e | UB HP-2 Backpressure Turbine | Exhaust Flow | metric_ton/h | UN.UO.71FI1108.PV
k_1cm17zy | k_1fpo8ty | United > Steam Network > Utility Block [UB]A > Steam Generators & TurbinesA > UB HP-2 Backpressure TurbineH-fd turbine e | UB HP-2 Backpressure Turbine | Shaft Power | kW
k_1cm17zy | k_18l6v04 | United > Steam Network > Utility Block [UB]A > Steam Generators & TurbinesA > UB HP-2 Backpressure TurbineH-fd turbine e | UB HP-2 Backpressure Turbine | Isentropic Efficiency | percent
k_1msnkmw | k_1w53swx | United > Steam Network > Utility Block [UB]A > Steam Generators & TurbinesA > UB HP-2 Backpressure TurbineI-air compressor turbine a | UB HP-2 Backpressure Turbine | Inlet Steam Flow | metric_ton/h | UN.UO.70PI0012A.PV
k_1msnkmw | k_os5vx4 | United > Steam Network > Utility Block [UB]A > Steam Generators & TurbinesA > UB HP-2 Backpressure TurbineI-air compressor turbine a | UB HP-2 Backpressure Turbine | Inlet Pressure | bar | UN.UO.70TI0007.PV
k_1msnkmw | k_sd9gxd | United > Steam Network > Utility Block [UB]A > Steam Generators & TurbinesA > UB HP-2 Backpressure TurbineI-air compressor turbine a | UB HP-2 Backpressure Turbine | Inlet Temperature | degC | UN.UO.71FI1208.PV
k_1msnkmw | k_gee9b8 | United > Steam Network > Utility Block [UB]A > Steam Generators & TurbinesA > UB HP-2 Backpressure TurbineI-air compressor turbine a | UB HP-2 Backpressure Turbine | Exhaust Pressure | bar | UN.UO.70PI0024A.PV
k_1msnkmw | k_2gya31 | United > Steam Network > Utility Block [UB]A > Steam Generators & TurbinesA > UB HP-2 Backpressure TurbineI-air compressor turbine a | UB HP-2 Backpressure Turbine | Exhaust Temperature | degC | UN.UO.70TI0006.PV
k_1msnkmw | k_1sxku1f | United > Steam Network > Utility Block [UB]A > Steam Generators & TurbinesA > UB HP-2 Backpressure TurbineI-air compressor turbine a | UB HP-2 Backpressure Turbine | Exhaust Flow | metric_ton/h | UN.UO.71FI1208.PV
k_1msnkmw | k_x1q2b4 | United > Steam Network > Utility Block [UB]A > Steam Generators & TurbinesA > UB HP-2 Backpressure TurbineI-air compressor turbine a | UB HP-2 Backpressure Turbine | Shaft Power | kW
k_1msnkmw | k_986ar6 | United > Steam Network > Utility Block [UB]A > Steam Generators & TurbinesA > UB HP-2 Backpressure TurbineI-air compressor turbine a | UB HP-2 Backpressure Turbine | Isentropic Efficiency | percent
k_kq7dug | k_iy0r29 | United > Steam Network > Utility Block [UB]A > Steam Generators & TurbinesA > UB HP-2 Backpressure TurbineJ-air compressor turbine b | UB HP-2 Backpressure Turbine | Inlet Steam Flow | metric_ton/h | UN.UO.71FI1308.PV
k_kq7dug | k_pdi35k | United > Steam Network > Utility Block [UB]A > Steam Generators & TurbinesA > UB HP-2 Backpressure TurbineJ-air compressor turbine b | UB HP-2 Backpressure Turbine | Inlet Pressure | bar | UN.UO.70PI0012A.PV
k_kq7dug | k_xqc7kh | United > Steam Network > Utility Block [UB]A > Steam Generators & TurbinesA > UB HP-2 Backpressure TurbineJ-air compressor turbine b | UB HP-2 Backpressure Turbine | Inlet Temperature | degC | UN.UO.70TI0007.PV
k_kq7dug | k_g2kk78 | United > Steam Network > Utility Block [UB]A > Steam Generators & TurbinesA > UB HP-2 Backpressure TurbineJ-air compressor turbine b | UB HP-2 Backpressure Turbine | Exhaust Pressure | bar | UN.UO.70PI0024A.PV
k_kq7dug | k_mahr71 | United > Steam Network > Utility Block [UB]A > Steam Generators & TurbinesA > UB HP-2 Backpressure TurbineJ-air compressor turbine b | UB HP-2 Backpressure Turbine | Exhaust Temperature | degC | UN.UO.70TI0006.PV
k_kq7dug | k_3pndf7 | United > Steam Network > Utility Block [UB]A > Steam Generators & TurbinesA > UB HP-2 Backpressure TurbineJ-air compressor turbine b | UB HP-2 Backpressure Turbine | Exhaust Flow | metric_ton/h | UN.UO.71FI1308.PV
k_kq7dug | k_kmr5hs | United > Steam Network > Utility Block [UB]A > Steam Generators & TurbinesA > UB HP-2 Backpressure TurbineJ-air compressor turbine b | UB HP-2 Backpressure Turbine | Shaft Power | kW
k_kq7dug | k_dttcnm | United > Steam Network > Utility Block [UB]A > Steam Generators & TurbinesA > UB HP-2 Backpressure TurbineJ-air compressor turbine b | UB HP-2 Backpressure Turbine | Isentropic Efficiency | percent
k_1oq21nz | k_hwy4gm | United > Steam Network > Utility Block [UB]A > Steam Generators & TurbinesA > UB HP-2 Backpressure TurbineK-cw turbine a | UB HP-2 Backpressure Turbine | Inlet Steam Flow | metric_ton/h | UN.UO.71FI1408.PV
k_1oq21nz | k_zth9v3 | United > Steam Network > Utility Block [UB]A > Steam Generators & TurbinesA > UB HP-2 Backpressure TurbineK-cw turbine a | UB HP-2 Backpressure Turbine | Inlet Pressure | bar | UN.UO.70PI0012A.PV
k_1oq21nz | k_95ahie | United > Steam Network > Utility Block [UB]A > Steam Generators & TurbinesA > UB HP-2 Backpressure TurbineK-cw turbine a | UB HP-2 Backpressure Turbine | Inlet Temperature | degC | UN.UO.70TI0007.PV
k_1oq21nz | k_1s7izmb | United > Steam Network > Utility Block [UB]A > Steam Generators & TurbinesA > UB HP-2 Backpressure TurbineK-cw turbine a | UB HP-2 Backpressure Turbine | Exhaust Pressure | bar | UN.UO.70PI0024A.PV
k_1oq21nz | k_1ba0u8q | United > Steam Network > Utility Block [UB]A > Steam Generators & TurbinesA > UB HP-2 Backpressure TurbineK-cw turbine a | UB HP-2 Backpressure Turbine | Exhaust Temperature | degC | UN.UO.70TI0006.PV
k_1oq21nz | k_efmb1g | United > Steam Network > Utility Block [UB]A > Steam Generators & TurbinesA > UB HP-2 Backpressure TurbineK-cw turbine a | UB HP-2 Backpressure Turbine | Exhaust Flow | metric_ton/h | UN.UO.71FI1408.PV
k_1oq21nz | k_1lgm0kn | United > Steam Network > Utility Block [UB]A > Steam Generators & TurbinesA > UB HP-2 Backpressure TurbineK-cw turbine a | UB HP-2 Backpressure Turbine | Shaft Power | kW
k_1oq21nz | k_m0q31h | United > Steam Network > Utility Block [UB]A > Steam Generators & TurbinesA > UB HP-2 Backpressure TurbineK-cw turbine a | UB HP-2 Backpressure Turbine | Isentropic Efficiency | percent
k_1ldukcr | k_gtubqq | United > Steam Network > Utility Block [UB]A > Steam Generators & TurbinesA > UB HP-2 Backpressure TurbineL-cw turbine b | UB HP-2 Backpressure Turbine | Inlet Steam Flow | metric_ton/h | UN.UO.71FI1508.PV
k_1ldukcr | k_1fbh9hn | United > Steam Network > Utility Block [UB]A > Steam Generators & TurbinesA > UB HP-2 Backpressure TurbineL-cw turbine b | UB HP-2 Backpressure Turbine | Inlet Pressure | bar | UN.UO.70PI0012A.PV
k_1ldukcr | k_1o619qa | United > Steam Network > Utility Block [UB]A > Steam Generators & TurbinesA > UB HP-2 Backpressure TurbineL-cw turbine b | UB HP-2 Backpressure Turbine | Inlet Temperature | degC | UN.UO.70TI0007.PV
k_1ldukcr | k_1b6nyt3 | United > Steam Network > Utility Block [UB]A > Steam Generators & TurbinesA > UB HP-2 Backpressure TurbineL-cw turbine b | UB HP-2 Backpressure Turbine | Exhaust Pressure | bar | UN.UO.70PI0024A.PV
k_1ldukcr | k_6pogvy | United > Steam Network > Utility Block [UB]A > Steam Generators & TurbinesA > UB HP-2 Backpressure TurbineL-cw turbine b | UB HP-2 Backpressure Turbine | Exhaust Temperature | degC | UN.UO.70TI0006.PV
k_1ldukcr | k_14bkqrk | United > Steam Network > Utility Block [UB]A > Steam Generators & TurbinesA > UB HP-2 Backpressure TurbineL-cw turbine b | UB HP-2 Backpressure Turbine | Exhaust Flow | metric_ton/h | UN.UO.71FI1508.PV
k_1ldukcr | k_pkstz7 | United > Steam Network > Utility Block [UB]A > Steam Generators & TurbinesA > UB HP-2 Backpressure TurbineL-cw turbine b | UB HP-2 Backpressure Turbine | Shaft Power | kW
k_1ldukcr | k_11ja5a9 | United > Steam Network > Utility Block [UB]A > Steam Generators & TurbinesA > UB HP-2 Backpressure TurbineL-cw turbine b | UB HP-2 Backpressure Turbine | Isentropic Efficiency | percent
k_98dp9n | k_1iu9xle | United > Steam Network > Utility Block [UB]A > Steam Generators & TurbinesA > UB HP-2 Backpressure TurbineM-cw turbine c | UB HP-2 Backpressure Turbine | Inlet Steam Flow | metric_ton/h | UN.UO.78FI8085.PV
k_98dp9n | k_yro0yz | United > Steam Network > Utility Block [UB]A > Steam Generators & TurbinesA > UB HP-2 Backpressure TurbineM-cw turbine c | UB HP-2 Backpressure Turbine | Inlet Pressure | bar | UN.UO.70PI0012A.PV
k_98dp9n | k_cnjdgi | United > Steam Network > Utility Block [UB]A > Steam Generators & TurbinesA > UB HP-2 Backpressure TurbineM-cw turbine c | UB HP-2 Backpressure Turbine | Inlet Temperature | degC | UN.UO.70TI0007.PV
k_98dp9n | k_1lssluf | United > Steam Network > Utility Block [UB]A > Steam Generators & TurbinesA > UB HP-2 Backpressure TurbineM-cw turbine c | UB HP-2 Backpressure Turbine | Exhaust Pressure | bar | UN.UO.70PI0024A.PV
k_98dp9n | k_v229y6 | United > Steam Network > Utility Block [UB]A > Steam Generators & TurbinesA > UB HP-2 Backpressure TurbineM-cw turbine c | UB HP-2 Backpressure Turbine | Exhaust Temperature | degC | UN.UO.70TI0006.PV
k_98dp9n | k_15nf3ts | United > Steam Network > Utility Block [UB]A > Steam Generators & TurbinesA > UB HP-2 Backpressure TurbineM-cw turbine c | UB HP-2 Backpressure Turbine | Exhaust Flow | metric_ton/h | UN.UO.78FI8085.PV
k_98dp9n | k_48tjc3 | United > Steam Network > Utility Block [UB]A > Steam Generators & TurbinesA > UB HP-2 Backpressure TurbineM-cw turbine c | UB HP-2 Backpressure Turbine | Shaft Power | kW
k_98dp9n | k_1u61dpd | United > Steam Network > Utility Block [UB]A > Steam Generators & TurbinesA > UB HP-2 Backpressure TurbineM-cw turbine c | UB HP-2 Backpressure Turbine | Isentropic Efficiency | percent
k_98dp9n | k_1iu9xle | United > Steam Network > Utility Block [UB]A > Steam Generators & TurbinesA > UB HP-2 Backpressure TurbineM-vhp bfw a | UB HP-2 Backpressure Turbine | Inlet Steam Flow | metric_ton/h | UN.UO.78FI8086.PV
k_98dp9n | k_yro0yz | United > Steam Network > Utility Block [UB]A > Steam Generators & TurbinesA > UB HP-2 Backpressure TurbineM-vhp bfw a | UB HP-2 Backpressure Turbine | Inlet Pressure | bar | UN.UO.70PI0012A.PV
k_98dp9n | k_cnjdgi | United > Steam Network > Utility Block [UB]A > Steam Generators & TurbinesA > UB HP-2 Backpressure TurbineM-vhp bfw a | UB HP-2 Backpressure Turbine | Inlet Temperature | degC | UN.UO.70TI0007.PV
k_98dp9n | k_1lssluf | United > Steam Network > Utility Block [UB]A > Steam Generators & TurbinesA > UB HP-2 Backpressure TurbineM-vhp bfw a | UB HP-2 Backpressure Turbine | Exhaust Pressure | bar | UN.UO.70PI0024A.PV
k_98dp9n | k_v229y6 | United > Steam Network > Utility Block [UB]A > Steam Generators & TurbinesA > UB HP-2 Backpressure TurbineM-vhp bfw a | UB HP-2 Backpressure Turbine | Exhaust Temperature | degC | UN.UO.70TI0006.PV
k_98dp9n | k_15nf3ts | United > Steam Network > Utility Block [UB]A > Steam Generators & TurbinesA > UB HP-2 Backpressure TurbineM-vhp bfw a | UB HP-2 Backpressure Turbine | Exhaust Flow | metric_ton/h | UN.UO.78FI8086.PV
k_98dp9n | k_48tjc3 | United > Steam Network > Utility Block [UB]A > Steam Generators & TurbinesA > UB HP-2 Backpressure TurbineM-vhp bfw a | UB HP-2 Backpressure Turbine | Shaft Power | kW
k_98dp9n | k_1u61dpd | United > Steam Network > Utility Block [UB]A > Steam Generators & TurbinesA > UB HP-2 Backpressure TurbineM-vhp bfw a | UB HP-2 Backpressure Turbine | Isentropic Efficiency | percent
k_98dp9n | k_yro0yz | United > Steam Network > Utility Block [UB]A > Steam Generators & TurbinesA > UB HP-2 Backpressure TurbineM-vhp bfw b | UB HP-2 Backpressure Turbine | Inlet Steam Flow | metric_ton/h | UN.UO.78FI8623.PV
k_98dp9n | k_yro0yz | United > Steam Network > Utility Block [UB]A > Steam Generators & TurbinesA > UB HP-2 Backpressure TurbineM-vhp bfw b | UB HP-2 Backpressure Turbine | Inlet Pressure | bar | UN.UO.70PI0012A.PV
k_98dp9n | k_cnjdgi | United > Steam Network > Utility Block [UB]A > Steam Generators & TurbinesA > UB HP-2 Backpressure TurbineM-vhp bfw b | UB HP-2 Backpressure Turbine | Inlet Temperature | degC | UN.UO.70TI0007.PV
k_98dp9n | k_1lssluf | United > Steam Network > Utility Block [UB]A > Steam Generators & TurbinesA > UB HP-2 Backpressure TurbineM-vhp bfw b | UB HP-2 Backpressure Turbine | Exhaust Pressure | bar | UN.UO.70PI0024A.PV
k_98dp9n | k_v229y6 | United > Steam Network > Utility Block [UB]A > Steam Generators & TurbinesA > UB HP-2 Backpressure TurbineM-vhp bfw b | UB HP-2 Backpressure Turbine | Exhaust Temperature | degC | UN.UO.70TI0006.PV
k_98dp9n | k_15nf3ts | United > Steam Network > Utility Block [UB]A > Steam Generators & TurbinesA > UB HP-2 Backpressure TurbineM-vhp bfw b | UB HP-2 Backpressure Turbine | Exhaust Flow | metric_ton/h | UN.UO.78FI8623.PV
k_98dp9n | k_48tjc3 | United > Steam Network > Utility Block [UB]A > Steam Generators & TurbinesA > UB HP-2 Backpressure TurbineM-vhp bfw b | UB HP-2 Backpressure Turbine | Shaft Power | kW
k_98dp9n | k_1u61dpd | United > Steam Network > Utility Block [UB]A > Steam Generators & TurbinesA > UB HP-2 Backpressure TurbineM-vhp bfw b | UB HP-2 Backpressure Turbine | Isentropic Efficiency | percent
k_j0am5y | k_w9kupb | United > Steam Network > Utility Block [UB]A > Steam Generators & TurbinesA > UB MP-2 Backpressure TurbineN-dmw a | UB MP-2 Backpressure Turbine | Inlet Steam Flow | metric_ton/h | UN.UO.73FI3025.PV
k_j0am5y | k_gppwd2 | United > Steam Network > Utility Block [UB]A > Steam Generators & TurbinesA > UB MP-2 Backpressure TurbineN-dmw a | UB MP-2 Backpressure Turbine | Inlet Pressure | bar | UN.UO.70PI0012A.PV
k_j0am5y | k_1nseznj | United > Steam Network > Utility Block [UB]A > Steam Generators & TurbinesA > UB MP-2 Backpressure TurbineN-dmw a | UB MP-2 Backpressure Turbine | Inlet Temperature | degC | UN.UO.70TI0007.PV
k_j0am5y | k_1e1baay | United > Steam Network > Utility Block [UB]A > Steam Generators & TurbinesA > UB MP-2 Backpressure TurbineN-dmw a | UB MP-2 Backpressure Turbine | Exhaust Pressure | bar | UN.UO.70PI0024A.PV
k_j0am5y | k_hbqf7n | United > Steam Network > Utility Block [UB]A > Steam Generators & TurbinesA > UB MP-2 Backpressure TurbineN-dmw a | UB MP-2 Backpressure Turbine | Exhaust Temperature | degC | UN.UO.70TI0006.PV
k_j0am5y | k_3o555p | United > Steam Network > Utility Block [UB]A > Steam Generators & TurbinesA > UB MP-2 Backpressure TurbineN-dmw a | UB MP-2 Backpressure Turbine | Exhaust Flow | metric_ton/h | UN.UO.73FI3025.PV
k_j0am5y | k_1cwa7y | United > Steam Network > Utility Block [UB]A > Steam Generators & TurbinesA > UB MP-2 Backpressure TurbineN-dmw a | UB MP-2 Backpressure Turbine | Shaft Power | kW
k_j0am5y | k_1bbiu0s | United > Steam Network > Utility Block [UB]A > Steam Generators & TurbinesA > UB MP-2 Backpressure TurbineN-dmw a | UB MP-2 Backpressure Turbine | Isentropic Efficiency | percent
k_72h19w | k_1g9q8fh | United > Steam Network > Utility Block [UB]A > Steam Generators & TurbinesA > UB MP-2 Backpressure TurbineO-dmw b | UB MP-2 Backpressure Turbine | Inlet Steam Flow | metric_ton/h | UN.UO.73FI3026.PV
k_72h19w | k_1rty11w | United > Steam Network > Utility Block [UB]A > Steam Generators & TurbinesA > UB MP-2 Backpressure TurbineO-dmw b | UB MP-2 Backpressure Turbine | Inlet Pressure | bar | UN.UO.70PI0012A.PV
k_72h19w | k_1qm91fh | United > Steam Network > Utility Block [UB]A > Steam Generators & TurbinesA > UB MP-2 Backpressure TurbineO-dmw b | UB MP-2 Backpressure Turbine | Inlet Temperature | degC | UN.UO.70TI0007.PV
k_72h19w | k_1ynrcfc | United > Steam Network > Utility Block [UB]A > Steam Generators & TurbinesA > UB MP-2 Backpressure TurbineO-dmw b | UB MP-2 Backpressure Turbine | Exhaust Pressure | bar | UN.UO.70PI0024A.PV
k_72h19w | k_7xlwjl | United > Steam Network > Utility Block [UB]A > Steam Generators & TurbinesA > UB MP-2 Backpressure TurbineO-dmw b | UB MP-2 Backpressure Turbine | Exhaust Temperature | degC | UN.UO.70TI0006.PV
k_72h19w | k_4k709r | United > Steam Network > Utility Block [UB]A > Steam Generators & TurbinesA > UB MP-2 Backpressure TurbineO-dmw b | UB MP-2 Backpressure Turbine | Exhaust Flow | metric_ton/h | UN.UO.73FI3026.PV
k_72h19w | k_1klkse4 | United > Steam Network > Utility Block [UB]A > Steam Generators & TurbinesA > UB MP-2 Backpressure TurbineO-dmw b | UB MP-2 Backpressure Turbine | Shaft Power | kW
k_72h19w | k_18qszge | United > Steam Network > Utility Block [UB]A > Steam Generators & TurbinesA > UB MP-2 Backpressure TurbineO-dmw b | UB MP-2 Backpressure Turbine | Isentropic Efficiency | percent
k_g7yto4 | k_bs6xwt | United > Steam Network > Utility Block [UB]A > Steam Generators & TurbinesA > UB VHP Extraction-Condensing TurbineA-cgc a | UB VHP Extraction-Condensing Turbine | Inlet Steam Flow | metric_ton/h | UN.ETH.12FI2157.PV
k_g7yto4 | k_1mwhwb8 | United > Steam Network > Utility Block [UB]A > Steam Generators & TurbinesA > UB VHP Extraction-Condensing TurbineA-cgc a | UB VHP Extraction-Condensing Turbine | Inlet Pressure | bar | UN.ETH.12PI2125.PV
k_g7yto4 | k_53ldvh | United > Steam Network > Utility Block [UB]A > Steam Generators & TurbinesA > UB VHP Extraction-Condensing TurbineA-cgc a | UB VHP Extraction-Condensing Turbine | Inlet Temperature | degC | UN.ETH.12TI2107.PV
k_g7yto4 | k_w59t63 | United > Steam Network > Utility Block [UB]A > Steam Generators & TurbinesA > UB VHP Extraction-Condensing TurbineA-cgc a | UB VHP Extraction-Condensing Turbine | Extraction Pressure | bar | UN.ETH.12PI2130.PV
k_g7yto4 | k_1582boc | United > Steam Network > Utility Block [UB]A > Steam Generators & TurbinesA > UB VHP Extraction-Condensing TurbineA-cgc a | UB VHP Extraction-Condensing Turbine | Extraction Flow | metric_ton/h | UN.ETH.12FI2158.PV
k_g7yto4 | k_4przif | United > Steam Network > Utility Block [UB]A > Steam Generators & TurbinesA > UB VHP Extraction-Condensing TurbineA-cgc a | UB VHP Extraction-Condensing Turbine | Condenser Pressure | mbar | 1
k_g7yto4 | k_1obucak | United > Steam Network > Utility Block [UB]A > Steam Generators & TurbinesA > UB VHP Extraction-Condensing TurbineA-cgc a | UB VHP Extraction-Condensing Turbine | Shaft Power | kW
k_g7yto4 | k_1m3p7y6 | United > Steam Network > Utility Block [UB]A > Steam Generators & TurbinesA > UB VHP Extraction-Condensing TurbineA-cgc a | UB VHP Extraction-Condensing Turbine | Isentropic Efficiency | percent
k_1au6dhv | k_rm6ddc | United > Steam Network > Utility Block [UB]A > Steam ConsumersA > UB LP-1 Steam ExchangerA-steam exchanger a | UB LP-1 Steam Exchanger | Steam Flow Control valve opening | metric_ton/h | UN.UO.70PC0024A.MV
k_1au6dhv | k_163qjk7 | United > Steam Network > Utility Block [UB]A > Steam ConsumersA > UB LP-1 Steam ExchangerA-steam exchanger a | UB LP-1 Steam Exchanger | Steam Pressure | KG/CM2A
k_1au6dhv | k_xavbdc | United > Steam Network > Utility Block [UB]A > Steam ConsumersA > UB LP-1 Steam ExchangerA-steam exchanger a | UB LP-1 Steam Exchanger | Duty | MMkcal/h
k_1au6dhv | k_xapuil | United > Steam Network > Utility Block [UB]A > Steam ConsumersA > UB LP-1 Steam ExchangerA-steam exchanger a | UB LP-1 Steam Exchanger | LMTD | degC
k_1au6dhv | k_1vpbo9w | United > Steam Network > Utility Block [UB]A > Steam ConsumersA > UB LP-1 Steam ExchangerA-steam exchanger a | UB LP-1 Steam Exchanger | Condensate Return Temperature | degC
k_q0s3p9 | k_spnn3x | United > Steam Network > Utility Block [UB]A > Steam Distribution (Headers/PRDS)A > UB VHP Letdown Station (PRDS)A-letdown station (prds) a | UB VHP Letdown Station (PRDS) | Inlet Pressure | KG/CM2A | UN.ETH.17PC7032.PV
k_q0s3p9 | k_nxdivo | United > Steam Network > Utility Block [UB]A > Steam Distribution (Headers/PRDS)A > UB VHP Letdown Station (PRDS)A-letdown station (prds) a | UB VHP Letdown Station (PRDS) | Outlet Pressure | KG/CM2A | UN.UO.70PI0012A.PV
k_q0s3p9 | k_a8qbyo | United > Steam Network > Utility Block [UB]A > Steam Distribution (Headers/PRDS)A > UB VHP Letdown Station (PRDS)A-letdown station (prds) a | UB VHP Letdown Station (PRDS) | Flow | metric_ton/h
k_q0s3p9 | k_b0raic | United > Steam Network > Utility Block [UB]A > Steam Distribution (Headers/PRDS)A > UB VHP Letdown Station (PRDS)A-letdown station (prds) a | UB VHP Letdown Station (PRDS) | Inlet Temperature | degC | UN.ETH.12TI2107.PV
k_q0s3p9 | k_1e0brlp | United > Steam Network > Utility Block [UB]A > Steam Distribution (Headers/PRDS)A > UB VHP Letdown Station (PRDS)A-letdown station (prds) a | UB VHP Letdown Station (PRDS) | Outlet Temperature | degC | UN.UO.70TI0007.PV
k_q0s3p9 | k_1qwx8f2 | United > Steam Network > Utility Block [UB]A > Steam Distribution (Headers/PRDS)A > UB VHP Letdown Station (PRDS)A-letdown station (prds) a | UB VHP Letdown Station (PRDS) | Pressure Valve Opening | percent | UN.ETH.17PX7024B.MV
|  |  | UB VHP Letdown Station (PRDS) | Temperature Valve Opening | percent | UN.ETH.17TC7006.MV
k_q0s3p9 | k_1ez7yb0 | United > Steam Network > Utility Block [UB]A > Steam Distribution (Headers/PRDS)A > UB VHP Letdown Station (PRDS)A-letdown station (prds) a | UB VHP Letdown Station (PRDS) | Spray Water Flow | metric_ton/h
k_ool0nx | k_124cknx | United > Steam Network > Utility Block [UB]A > Steam Distribution (Headers/PRDS)A > UB VHP Letdown Station (PRDS)B-letdown station (prds) b | UB VHP Letdown Station (PRDS) | Inlet Pressure | KG/CM2A | UN.ETH.17PC7032.PV
k_ool0nx | k_1op9jsk | United > Steam Network > Utility Block [UB]A > Steam Distribution (Headers/PRDS)A > UB VHP Letdown Station (PRDS)B-letdown station (prds) b | UB VHP Letdown Station (PRDS) | Outlet Pressure | KG/CM2A | UN.UO.70PI0012A.PV
k_ool0nx | k_igf3u8 | United > Steam Network > Utility Block [UB]A > Steam Distribution (Headers/PRDS)A > UB VHP Letdown Station (PRDS)B-letdown station (prds) b | UB VHP Letdown Station (PRDS) | Flow | metric_ton/h
k_ool0nx | k_1o9u3o4 | United > Steam Network > Utility Block [UB]A > Steam Distribution (Headers/PRDS)A > UB VHP Letdown Station (PRDS)B-letdown station (prds) b | UB VHP Letdown Station (PRDS) | Inlet Temperature | degC | UN.ETH.12TI2107.PV
k_ool0nx | k_yt84wt | United > Steam Network > Utility Block [UB]A > Steam Distribution (Headers/PRDS)A > UB VHP Letdown Station (PRDS)B-letdown station (prds) b | UB VHP Letdown Station (PRDS) | Outlet Temperature | degC | UN.UO.70TI0007.PV
|  |  | UB VHP Letdown Station (PRDS) | Pressure Valve Opening | percent | UN.ETH.17PX7024A.MV
k_ool0nx | k_xl9rzy | United > Steam Network > Utility Block [UB]A > Steam Distribution (Headers/PRDS)A > UB VHP Letdown Station (PRDS)B-letdown station (prds) b | UB VHP Letdown Station (PRDS) | Temperature Valve Opening | percent | UN.ETH.17TC7012.MV
k_ool0nx | k_11dv28c | United > Steam Network > Utility Block [UB]A > Steam Distribution (Headers/PRDS)A > UB VHP Letdown Station (PRDS)B-letdown station (prds) b | UB VHP Letdown Station (PRDS) | Spray Water Flow | metric_ton/h
k_oqt986 | k_5m5ety | United > Steam Network > Utility Block [UB]A > Steam Distribution (Headers/PRDS)A > UB HP-2 Letdown Station (PRDS)C-letdown station (prds) a | UB HP-2 Letdown Station (PRDS) | Inlet Pressure | KG/CM2A | UN.UO.70PI0012A.PV
k_oqt986 | k_8myl27 | United > Steam Network > Utility Block [UB]A > Steam Distribution (Headers/PRDS)A > UB HP-2 Letdown Station (PRDS)C-letdown station (prds) a | UB HP-2 Letdown Station (PRDS) | Outlet Pressure | KG/CM2A | UN.UO.70PC0007A.PV
k_oqt986 | k_urph6j | United > Steam Network > Utility Block [UB]A > Steam Distribution (Headers/PRDS)A > UB HP-2 Letdown Station (PRDS)C-letdown station (prds) a | UB HP-2 Letdown Station (PRDS) | Flow | metric_ton/h
k_oqt986 | k_dty9j3 | United > Steam Network > Utility Block [UB]A > Steam Distribution (Headers/PRDS)A > UB HP-2 Letdown Station (PRDS)C-letdown station (prds) a | UB HP-2 Letdown Station (PRDS) | Inlet Temperature | degC | UN.UO.70TI0007.PV
k_oqt986 | k_q5foly | United > Steam Network > Utility Block [UB]A > Steam Distribution (Headers/PRDS)A > UB HP-2 Letdown Station (PRDS)C-letdown station (prds) a | UB HP-2 Letdown Station (PRDS) | Outlet Temperature | degC | UN.UO.70TC0005.PV
k_oqt986 | k_kis8gl | United > Steam Network > Utility Block [UB]A > Steam Distribution (Headers/PRDS)A > UB HP-2 Letdown Station (PRDS)C-letdown station (prds) a | UB HP-2 Letdown Station (PRDS) | Valve Opening | percent | UN.UO.70PC0007A.MV
k_oqt986 | k_ofqq87 | United > Steam Network > Utility Block [UB]A > Steam Distribution (Headers/PRDS)A > UB HP-2 Letdown Station (PRDS)C-letdown station (prds) a | UB HP-2 Letdown Station (PRDS) | Spray Water Flow | metric_ton/h
k_u5jdp0 | k_57uwj8 | United > Steam Network > Utility Block [UB]A > Steam Distribution (Headers/PRDS)A > UB MP-2 Letdown Station (PRDS)D-letdown station (prds) a | UB MP-2 Letdown Station (PRDS) | Inlet Pressure | KG/CM2A | UN.UO.70PC0007A.PV
k_u5jdp0 | k_y65j3x | United > Steam Network > Utility Block [UB]A > Steam Distribution (Headers/PRDS)A > UB MP-2 Letdown Station (PRDS)D-letdown station (prds) a | UB MP-2 Letdown Station (PRDS) | Outlet Pressure | KG/CM2A | UN.UO.70PI0024A.PV
k_u5jdp0 | k_f9c2qh | United > Steam Network > Utility Block [UB]A > Steam Distribution (Headers/PRDS)A > UB MP-2 Letdown Station (PRDS)D-letdown station (prds) a | UB MP-2 Letdown Station (PRDS) | Flow | metric_ton/h
k_u5jdp0 | k_1l201zx | United > Steam Network > Utility Block [UB]A > Steam Distribution (Headers/PRDS)A > UB MP-2 Letdown Station (PRDS)D-letdown station (prds) a | UB MP-2 Letdown Station (PRDS) | Inlet Temperature | degC | UN.UO.70TC0005.PV
k_u5jdp0 | k_1l7lpw | United > Steam Network > Utility Block [UB]A > Steam Distribution (Headers/PRDS)A > UB MP-2 Letdown Station (PRDS)D-letdown station (prds) a | UB MP-2 Letdown Station (PRDS) | Outlet Temperature | degC | UN.UO.70TI0006.PV
k_u5jdp0 | k_1hkw113 | United > Steam Network > Utility Block [UB]A > Steam Distribution (Headers/PRDS)A > UB MP-2 Letdown Station (PRDS)D-letdown station (prds) a | UB MP-2 Letdown Station (PRDS) | Valve Opening | percent | UN.UO.70PC0013A.MV
k_u5jdp0 | k_1ainsyt | United > Steam Network > Utility Block [UB]A > Steam Distribution (Headers/PRDS)A > UB MP-2 Letdown Station (PRDS)D-letdown station (prds) a | UB MP-2 Letdown Station (PRDS) | Spray Water Flow | metric_ton/h
k_1qsqj1y | k_3jhmxi | United > Steam Network > Utility Block [UB]A > Steam Distribution (Headers/PRDS)A > UB MP-2 Letdown Station (PRDS)E-letdown station (prds) b | UB MP-2 Letdown Station (PRDS) | Inlet Pressure | KG/CM2A | UN.UO.70PC0007A.PV
k_1qsqj1y | k_b8a2an | United > Steam Network > Utility Block [UB]A > Steam Distribution (Headers/PRDS)A > UB MP-2 Letdown Station (PRDS)E-letdown station (prds) b | UB MP-2 Letdown Station (PRDS) | Outlet Pressure | KG/CM2A | UN.UO.70PI0024A.PV
k_1qsqj1y | k_1cjw75n | United > Steam Network > Utility Block [UB]A > Steam Distribution (Headers/PRDS)A > UB MP-2 Letdown Station (PRDS)E-letdown station (prds) b | UB MP-2 Letdown Station (PRDS) | Flow | metric_ton/h
k_1qsqj1y | k_1uisgxr | United > Steam Network > Utility Block [UB]A > Steam Distribution (Headers/PRDS)A > UB MP-2 Letdown Station (PRDS)E-letdown station (prds) b | UB MP-2 Letdown Station (PRDS) | Inlet Temperature | degC | UN.UO.70TC0005.PV
k_1qsqj1y | k_1o6f5na | United > Steam Network > Utility Block [UB]A > Steam Distribution (Headers/PRDS)A > UB MP-2 Letdown Station (PRDS)E-letdown station (prds) b | UB MP-2 Letdown Station (PRDS) | Outlet Temperature | degC | UN.UO.70TI0006.PV
k_1qsqj1y | k_15zek7p | United > Steam Network > Utility Block [UB]A > Steam Distribution (Headers/PRDS)A > UB MP-2 Letdown Station (PRDS)E-letdown station (prds) b | UB MP-2 Letdown Station (PRDS) | Valve Opening | percent | UN.UO.70PC0013B.MV
k_1qsqj1y | k_12y5gzr | United > Steam Network > Utility Block [UB]A > Steam Distribution (Headers/PRDS)A > UB MP-2 Letdown Station (PRDS)E-letdown station (prds) b | UB MP-2 Letdown Station (PRDS) | Spray Water Flow | metric_ton/h
k_jln5jo | k_7pw1ro | United > Steam Network > Utility Block [UB]A > Steam Distribution (Headers/PRDS)A > UB MP-2 Letdown Station (PRDS)F-letdown station (prds) c | UB MP-2 Letdown Station (PRDS) | Inlet Pressure | KG/CM2A | UN.UO.70PC0007A.PV
k_jln5jo | k_vn3uwt | United > Steam Network > Utility Block [UB]A > Steam Distribution (Headers/PRDS)A > UB MP-2 Letdown Station (PRDS)F-letdown station (prds) c | UB MP-2 Letdown Station (PRDS) | Outlet Pressure | KG/CM2A | UN.UO.70PI0024A.PV
k_jln5jo | k_acei3d | United > Steam Network > Utility Block [UB]A > Steam Distribution (Headers/PRDS)A > UB MP-2 Letdown Station (PRDS)F-letdown station (prds) c | UB MP-2 Letdown Station (PRDS) | Flow | metric_ton/h
k_jln5jo | k_1g6gtp9 | United > Steam Network > Utility Block [UB]A > Steam Distribution (Headers/PRDS)A > UB MP-2 Letdown Station (PRDS)F-letdown station (prds) c | UB MP-2 Letdown Station (PRDS) | Inlet Temperature | degC | UN.UO.70TC0005.PV
k_jln5jo | k_956sfo | United > Steam Network > Utility Block [UB]A > Steam Distribution (Headers/PRDS)A > UB MP-2 Letdown Station (PRDS)F-letdown station (prds) c | UB MP-2 Letdown Station (PRDS) | Outlet Temperature | degC | UN.UO.70TI0006.PV
k_jln5jo | k_19ie54n | United > Steam Network > Utility Block [UB]A > Steam Distribution (Headers/PRDS)A > UB MP-2 Letdown Station (PRDS)F-letdown station (prds) c | UB MP-2 Letdown Station (PRDS) | Valve Opening | percent | UN.UO.70PY0031.MV
k_jln5jo | k_1eglbqd | United > Steam Network > Utility Block [UB]A > Steam Distribution (Headers/PRDS)A > UB MP-2 Letdown Station (PRDS)F-letdown station (prds) c | UB MP-2 Letdown Station (PRDS) | Spray Water Flow | metric_ton/h
k_1gsh702 | k_28xi1e | United > Steam Network > Utility Block [UB]A > Steam Distribution (Headers/PRDS)A > UB MP-2 Letdown Station (PRDS)G-letdown station (prds) d | UB MP-2 Letdown Station (PRDS) | Inlet Pressure | KG/CM2A | UN.UO.70PC0007A.PV
k_1gsh702 | k_9dx6xn | United > Steam Network > Utility Block [UB]A > Steam Distribution (Headers/PRDS)A > UB MP-2 Letdown Station (PRDS)G-letdown station (prds) d | UB MP-2 Letdown Station (PRDS) | Outlet Pressure | KG/CM2A | UN.UO.70PI0024A.PV
k_1gsh702 | k_q18run | United > Steam Network > Utility Block [UB]A > Steam Distribution (Headers/PRDS)A > UB MP-2 Letdown Station (PRDS)G-letdown station (prds) d | UB MP-2 Letdown Station (PRDS) | Flow | metric_ton/h
k_1gsh702 | k_77kgsb | United > Steam Network > Utility Block [UB]A > Steam Distribution (Headers/PRDS)A > UB MP-2 Letdown Station (PRDS)G-letdown station (prds) d | UB MP-2 Letdown Station (PRDS) | Inlet Temperature | degC | UN.UO.70TC0005.PV
k_1gsh702 | k_1nyjziq | United > Steam Network > Utility Block [UB]A > Steam Distribution (Headers/PRDS)A > UB MP-2 Letdown Station (PRDS)G-letdown station (prds) d | UB MP-2 Letdown Station (PRDS) | Outlet Temperature | degC | UN.UO.70TI0006.PV
k_1gsh702 | k_1q9qlu9 | United > Steam Network > Utility Block [UB]A > Steam Distribution (Headers/PRDS)A > UB MP-2 Letdown Station (PRDS)G-letdown station (prds) d | UB MP-2 Letdown Station (PRDS) | Valve Opening | percent | UN.UO.70PY0032.MV
k_1gsh702 | k_2kzj7n | United > Steam Network > Utility Block [UB]A > Steam Distribution (Headers/PRDS)A > UB MP-2 Letdown Station (PRDS)G-letdown station (prds) d | UB MP-2 Letdown Station (PRDS) | Spray Water Flow | metric_ton/h
k_izkm3d | k_rf2bi4 | United > Steam Network > EG1 [NEW]A > Steam Distribution (Headers/PRDS)A > NEW HP-2 Steam Header (40-45 KG/CM2A)A-steam header a | NEW HP-2 Steam Header (40-45 KG/CM2A) | Header Pressure | KG/CM2A
k_izkm3d | k_pdqwt1 | United > Steam Network > EG1 [NEW]A > Steam Distribution (Headers/PRDS)A > NEW HP-2 Steam Header (40-45 KG/CM2A)A-steam header a | NEW HP-2 Steam Header (40-45 KG/CM2A) | Header Temperature | degC
k_izkm3d | k_1xao8wb | United > Steam Network > EG1 [NEW]A > Steam Distribution (Headers/PRDS)A > NEW HP-2 Steam Header (40-45 KG/CM2A)A-steam header a | NEW HP-2 Steam Header (40-45 KG/CM2A) | Header Flow | metric_ton/h
k_izkm3d | k_xs1n33 | United > Steam Network > EG1 [NEW]A > Steam Distribution (Headers/PRDS)A > NEW HP-2 Steam Header (40-45 KG/CM2A)A-steam header a | NEW HP-2 Steam Header (40-45 KG/CM2A) | Superheat | degC
k_3g3na2 | k_1grxjzz | United > Steam Network > EG1 [NEW]A > Steam Distribution (Headers/PRDS)A > NEW HP-1 Steam Header (30-35 KG/CM2A)A-steam header a | NEW HP-1 Steam Header (30-35 KG/CM2A) | Header Pressure | KG/CM2A
k_3g3na2 | k_pj1s6u | United > Steam Network > EG1 [NEW]A > Steam Distribution (Headers/PRDS)A > NEW HP-1 Steam Header (30-35 KG/CM2A)A-steam header a | NEW HP-1 Steam Header (30-35 KG/CM2A) | Header Temperature | degC
k_3g3na2 | k_6np8g8 | United > Steam Network > EG1 [NEW]A > Steam Distribution (Headers/PRDS)A > NEW HP-1 Steam Header (30-35 KG/CM2A)A-steam header a | NEW HP-1 Steam Header (30-35 KG/CM2A) | Header Flow | metric_ton/h
k_3g3na2 | k_1850knw | United > Steam Network > EG1 [NEW]A > Steam Distribution (Headers/PRDS)A > NEW HP-1 Steam Header (30-35 KG/CM2A)A-steam header a | NEW HP-1 Steam Header (30-35 KG/CM2A) | Superheat | degC
k_schnoc | k_1lnmak9 | United > Steam Network > EG1 [NEW]A > Steam Distribution (Headers/PRDS)A > NEW MP-2 Steam Header (20-25 KG/CM2A)A-steam header a | NEW MP-2 Steam Header (20-25 KG/CM2A) | Header Pressure | KG/CM2A
k_schnoc | k_j488xc | United > Steam Network > EG1 [NEW]A > Steam Distribution (Headers/PRDS)A > NEW MP-2 Steam Header (20-25 KG/CM2A)A-steam header a | NEW MP-2 Steam Header (20-25 KG/CM2A) | Header Temperature | degC
k_schnoc | k_1d56pvy | United > Steam Network > EG1 [NEW]A > Steam Distribution (Headers/PRDS)A > NEW MP-2 Steam Header (20-25 KG/CM2A)A-steam header a | NEW MP-2 Steam Header (20-25 KG/CM2A) | Header Flow | metric_ton/h
k_schnoc | k_1g0e1ei | United > Steam Network > EG1 [NEW]A > Steam Distribution (Headers/PRDS)A > NEW MP-2 Steam Header (20-25 KG/CM2A)A-steam header a | NEW MP-2 Steam Header (20-25 KG/CM2A) | Superheat | degC
k_xy1pst | k_19b1ak8 | United > Steam Network > EG1 [NEW]A > Steam Distribution (Headers/PRDS)A > NEW MP-1 Steam Header (12-15 KG/CM2A)A-steam header a | NEW MP-1 Steam Header (12-15 KG/CM2A) | Header Pressure | KG/CM2A
k_xy1pst | k_1ox4kr5 | United > Steam Network > EG1 [NEW]A > Steam Distribution (Headers/PRDS)A > NEW MP-1 Steam Header (12-15 KG/CM2A)A-steam header a | NEW MP-1 Steam Header (12-15 KG/CM2A) | Header Temperature | degC
k_xy1pst | k_jbg2rz | United > Steam Network > EG1 [NEW]A > Steam Distribution (Headers/PRDS)A > NEW MP-1 Steam Header (12-15 KG/CM2A)A-steam header a | NEW MP-1 Steam Header (12-15 KG/CM2A) | Header Flow | metric_ton/h
k_xy1pst | k_owg5y3 | United > Steam Network > EG1 [NEW]A > Steam Distribution (Headers/PRDS)A > NEW MP-1 Steam Header (12-15 KG/CM2A)A-steam header a | NEW MP-1 Steam Header (12-15 KG/CM2A) | Superheat | degC
k_1rkhfjt | k_1nx7y8s | United > Steam Network > EG1 [NEW]A > Steam Distribution (Headers/PRDS)A > NEW LP-1 Steam Header (5-7 KG/CM2A)A-steam header a | NEW LP-1 Steam Header (5-7 KG/CM2A) | Header Pressure | KG/CM2A
k_1rkhfjt | k_circc5 | United > Steam Network > EG1 [NEW]A > Steam Distribution (Headers/PRDS)A > NEW LP-1 Steam Header (5-7 KG/CM2A)A-steam header a | NEW LP-1 Steam Header (5-7 KG/CM2A) | Header Temperature | degC
k_1rkhfjt | k_tcxtnv | United > Steam Network > EG1 [NEW]A > Steam Distribution (Headers/PRDS)A > NEW LP-1 Steam Header (5-7 KG/CM2A)A-steam header a | NEW LP-1 Steam Header (5-7 KG/CM2A) | Header Flow | metric_ton/h
k_1qkx3zt | k_n8ntzw | United > Steam Network > EG1 [NEW]A > Steam Distribution (Headers/PRDS)A > NEW LP-2 Steam Header (2-3 KG/CM2A)A-steam header a | NEW LP-2 Steam Header (2-3 KG/CM2A) | Header Pressure | KG/CM2A
k_1qkx3zt | k_r9e6r9 | United > Steam Network > EG1 [NEW]A > Steam Distribution (Headers/PRDS)A > NEW LP-2 Steam Header (2-3 KG/CM2A)A-steam header a | NEW LP-2 Steam Header (2-3 KG/CM2A) | Header Temperature | degC
k_1qkx3zt | k_17ragob | United > Steam Network > EG1 [NEW]A > Steam Distribution (Headers/PRDS)A > NEW LP-2 Steam Header (2-3 KG/CM2A)A-steam header a | NEW LP-2 Steam Header (2-3 KG/CM2A) | Header Flow | metric_ton/h
k_fym33d | k_l89soj | United > Steam Network > EG1 [NEW]A > Steam Distribution (Headers/PRDS)A > NEW Condensate HeaderA-condensate header a | NEW Condensate Header | Pressure | bar
k_fym33d | k_1aui54q | United > Steam Network > EG1 [NEW]A > Steam Distribution (Headers/PRDS)A > NEW Condensate HeaderA-condensate header a | NEW Condensate Header | Temperature | degC
k_fym33d | k_or2epw | United > Steam Network > EG1 [NEW]A > Steam Distribution (Headers/PRDS)A > NEW Condensate HeaderA-condensate header a | NEW Condensate Header | Flow | metric_ton/h
k_fym33d | k_swhoa1 | United > Steam Network > EG1 [NEW]A > Steam Distribution (Headers/PRDS)A > NEW Condensate HeaderA-condensate header a | NEW Condensate Header | Conductivity | uS/cm
k_gvxdlm | k_4dy8e7 | United > Steam Network > EG2 [NEW]A > Steam Distribution (Headers/PRDS)A > NEW HP-2 Steam Header (40-45 KG/CM2A)A-steam header a | NEW HP-2 Steam Header (40-45 KG/CM2A) | Header Pressure | KG/CM2A
k_gvxdlm | k_fxf1y | United > Steam Network > EG2 [NEW]A > Steam Distribution (Headers/PRDS)A > NEW HP-2 Steam Header (40-45 KG/CM2A)A-steam header a | NEW HP-2 Steam Header (40-45 KG/CM2A) | Header Temperature | degC
k_gvxdlm | k_529thk | United > Steam Network > EG2 [NEW]A > Steam Distribution (Headers/PRDS)A > NEW HP-2 Steam Header (40-45 KG/CM2A)A-steam header a | NEW HP-2 Steam Header (40-45 KG/CM2A) | Header Flow | metric_ton/h
k_gvxdlm | k_1shkv18 | United > Steam Network > EG2 [NEW]A > Steam Distribution (Headers/PRDS)A > NEW HP-2 Steam Header (40-45 KG/CM2A)A-steam header a | NEW HP-2 Steam Header (40-45 KG/CM2A) | Superheat | degC
k_1pil909 | k_1cajek | United > Steam Network > EG2 [NEW]A > Steam Distribution (Headers/PRDS)A > NEW HP-1 Steam Header (30-35 KG/CM2A)A-steam header a | NEW HP-1 Steam Header (30-35 KG/CM2A) | Header Pressure | KG/CM2A
k_1pil909 | k_7au7px | United > Steam Network > EG2 [NEW]A > Steam Distribution (Headers/PRDS)A > NEW HP-1 Steam Header (30-35 KG/CM2A)A-steam header a | NEW HP-1 Steam Header (30-35 KG/CM2A) | Header Temperature | degC
k_1pil909 | k_1z0nzm3 | United > Steam Network > EG2 [NEW]A > Steam Distribution (Headers/PRDS)A > NEW HP-1 Steam Header (30-35 KG/CM2A)A-steam header a | NEW HP-1 Steam Header (30-35 KG/CM2A) | Header Flow | metric_ton/h
k_1pil909 | k_z32cdb | United > Steam Network > EG2 [NEW]A > Steam Distribution (Headers/PRDS)A > NEW HP-1 Steam Header (30-35 KG/CM2A)A-steam header a | NEW HP-1 Steam Header (30-35 KG/CM2A) | Superheat | degC
k_115uk7z | k_m2j4je | United > Steam Network > EG2 [NEW]A > Steam Distribution (Headers/PRDS)A > NEW MP-2 Steam Header (20-25 KG/CM2A)A-steam header a | NEW MP-2 Steam Header (20-25 KG/CM2A) | Header Pressure | KG/CM2A
k_115uk7z | k_jz0r83 | United > Steam Network > EG2 [NEW]A > Steam Distribution (Headers/PRDS)A > NEW MP-2 Steam Header (20-25 KG/CM2A)A-steam header a | NEW MP-2 Steam Header (20-25 KG/CM2A) | Header Temperature | degC
k_115uk7z | k_1j11vyl | United > Steam Network > EG2 [NEW]A > Steam Distribution (Headers/PRDS)A > NEW MP-2 Steam Header (20-25 KG/CM2A)A-steam header a | NEW MP-2 Steam Header (20-25 KG/CM2A) | Header Flow | metric_ton/h
k_115uk7z | k_1njcfbt | United > Steam Network > EG2 [NEW]A > Steam Distribution (Headers/PRDS)A > NEW MP-2 Steam Header (20-25 KG/CM2A)A-steam header a | NEW MP-2 Steam Header (20-25 KG/CM2A) | Superheat | degC
k_1009866 | k_brntrv | United > Steam Network > EG2 [NEW]A > Steam Distribution (Headers/PRDS)A > NEW MP-1 Steam Header (12-15 KG/CM2A)A-steam header a | NEW MP-1 Steam Header (12-15 KG/CM2A) | Header Pressure | KG/CM2A
k_1009866 | k_11oip2q | United > Steam Network > EG2 [NEW]A > Steam Distribution (Headers/PRDS)A > NEW MP-1 Steam Header (12-15 KG/CM2A)A-steam header a | NEW MP-1 Steam Header (12-15 KG/CM2A) | Header Temperature | degC
k_1009866 | k_2upvyk | United > Steam Network > EG2 [NEW]A > Steam Distribution (Headers/PRDS)A > NEW MP-1 Steam Header (12-15 KG/CM2A)A-steam header a | NEW MP-1 Steam Header (12-15 KG/CM2A) | Header Flow | metric_ton/h
k_1009866 | k_ml26jc | United > Steam Network > EG2 [NEW]A > Steam Distribution (Headers/PRDS)A > NEW MP-1 Steam Header (12-15 KG/CM2A)A-steam header a | NEW MP-1 Steam Header (12-15 KG/CM2A) | Superheat | degC
k_1vm9am2 | k_19ac6n3 | United > Steam Network > EG2 [NEW]A > Steam Distribution (Headers/PRDS)A > NEW LP-1 Steam Header (5-7 KG/CM2A)A-steam header a | NEW LP-1 Steam Header (5-7 KG/CM2A) | Header Pressure | KG/CM2A
k_1vm9am2 | k_13xlrrq | United > Steam Network > EG2 [NEW]A > Steam Distribution (Headers/PRDS)A > NEW LP-1 Steam Header (5-7 KG/CM2A)A-steam header a | NEW LP-1 Steam Header (5-7 KG/CM2A) | Header Temperature | degC
k_1vm9am2 | k_6tlbmw | United > Steam Network > EG2 [NEW]A > Steam Distribution (Headers/PRDS)A > NEW LP-1 Steam Header (5-7 KG/CM2A)A-steam header a | NEW LP-1 Steam Header (5-7 KG/CM2A) | Header Flow | metric_ton/h
k_1n7bshm | k_1r7kin | United > Steam Network > EG2 [NEW]A > Steam Distribution (Headers/PRDS)A > NEW LP-2 Steam Header (2-3 KG/CM2A)A-steam header a | NEW LP-2 Steam Header (2-3 KG/CM2A) | Header Pressure | KG/CM2A
k_1n7bshm | k_12wthau | United > Steam Network > EG2 [NEW]A > Steam Distribution (Headers/PRDS)A > NEW LP-2 Steam Header (2-3 KG/CM2A)A-steam header a | NEW LP-2 Steam Header (2-3 KG/CM2A) | Header Temperature | degC
k_1n7bshm | k_1a5i2p4 | United > Steam Network > EG2 [NEW]A > Steam Distribution (Headers/PRDS)A > NEW LP-2 Steam Header (2-3 KG/CM2A)A-steam header a | NEW LP-2 Steam Header (2-3 KG/CM2A) | Header Flow | metric_ton/h
k_inpmdm | k_74bewg | United > Steam Network > EG2 [NEW]A > Steam Distribution (Headers/PRDS)A > NEW Condensate HeaderA-condensate header a | NEW Condensate Header | Pressure | bar
k_inpmdm | k_dsxaxl | United > Steam Network > EG2 [NEW]A > Steam Distribution (Headers/PRDS)A > NEW Condensate HeaderA-condensate header a | NEW Condensate Header | Temperature | degC
k_inpmdm | k_nzddhj | United > Steam Network > EG2 [NEW]A > Steam Distribution (Headers/PRDS)A > NEW Condensate HeaderA-condensate header a | NEW Condensate Header | Flow | metric_ton/h
k_inpmdm | k_1ju1ffu | United > Steam Network > EG2 [NEW]A > Steam Distribution (Headers/PRDS)A > NEW Condensate HeaderA-condensate header a | NEW Condensate Header | Conductivity | uS/cm
k_1s79hwb | k_164tzge | United > Steam Network > EG3 [NEW]A > Steam Distribution (Headers/PRDS)A > NEW HP-2 Steam Header (40-45 KG/CM2A)A-steam header a | NEW HP-2 Steam Header (40-45 KG/CM2A) | Header Pressure | KG/CM2A
k_1s79hwb | k_25de1j | United > Steam Network > EG3 [NEW]A > Steam Distribution (Headers/PRDS)A > NEW HP-2 Steam Header (40-45 KG/CM2A)A-steam header a | NEW HP-2 Steam Header (40-45 KG/CM2A) | Header Temperature | degC
k_1s79hwb | k_apvfux | United > Steam Network > EG3 [NEW]A > Steam Distribution (Headers/PRDS)A > NEW HP-2 Steam Header (40-45 KG/CM2A)A-steam header a | NEW HP-2 Steam Header (40-45 KG/CM2A) | Header Flow | metric_ton/h
k_1s79hwb | k_szwi3h | United > Steam Network > EG3 [NEW]A > Steam Distribution (Headers/PRDS)A > NEW HP-2 Steam Header (40-45 KG/CM2A)A-steam header a | NEW HP-2 Steam Header (40-45 KG/CM2A) | Superheat | degC
k_yj4jo8 | k_1h38nst | United > Steam Network > EG3 [NEW]A > Steam Distribution (Headers/PRDS)A > NEW HP-1 Steam Header (30-35 KG/CM2A)A-steam header a | NEW HP-1 Steam Header (30-35 KG/CM2A) | Header Pressure | KG/CM2A
k_yj4jo8 | k_1nu0ldg | United > Steam Network > EG3 [NEW]A > Steam Distribution (Headers/PRDS)A > NEW HP-1 Steam Header (30-35 KG/CM2A)A-steam header a | NEW HP-1 Steam Header (30-35 KG/CM2A) | Header Temperature | degC
k_yj4jo8 | k_1lqtatm | United > Steam Network > EG3 [NEW]A > Steam Distribution (Headers/PRDS)A > NEW HP-1 Steam Header (30-35 KG/CM2A)A-steam header a | NEW HP-1 Steam Header (30-35 KG/CM2A) | Header Flow | metric_ton/h
k_yj4jo8 | k_1kjn47y | United > Steam Network > EG3 [NEW]A > Steam Distribution (Headers/PRDS)A > NEW HP-1 Steam Header (30-35 KG/CM2A)A-steam header a | NEW HP-1 Steam Header (30-35 KG/CM2A) | Superheat | degC
k_1ny6hem | k_1505gmz | United > Steam Network > EG3 [NEW]A > Steam Distribution (Headers/PRDS)A > NEW MP-2 Steam Header (20-25 KG/CM2A)A-steam header a | NEW MP-2 Steam Header (20-25 KG/CM2A) | Header Pressure | KG/CM2A
k_1ny6hem | k_1vjsaya | United > Steam Network > EG3 [NEW]A > Steam Distribution (Headers/PRDS)A > NEW MP-2 Steam Header (20-25 KG/CM2A)A-steam header a | NEW MP-2 Steam Header (20-25 KG/CM2A) | Header Temperature | degC
k_1ny6hem | k_1et93bg | United > Steam Network > EG3 [NEW]A > Steam Distribution (Headers/PRDS)A > NEW MP-2 Steam Header (20-25 KG/CM2A)A-steam header a | NEW MP-2 Steam Header (20-25 KG/CM2A) | Header Flow | metric_ton/h
k_1ny6hem | k_1ht1v2w | United > Steam Network > EG3 [NEW]A > Steam Distribution (Headers/PRDS)A > NEW MP-2 Steam Header (20-25 KG/CM2A)A-steam header a | NEW MP-2 Steam Header (20-25 KG/CM2A) | Superheat | degC
k_16otxen | k_188hhkq | United > Steam Network > EG3 [NEW]A > Steam Distribution (Headers/PRDS)A > NEW MP-1 Steam Header (12-15 KG/CM2A)A-steam header a | NEW MP-1 Steam Header (12-15 KG/CM2A) | Header Pressure | KG/CM2A
k_16otxen | k_11gxo43 | United > Steam Network > EG3 [NEW]A > Steam Distribution (Headers/PRDS)A > NEW MP-1 Steam Header (12-15 KG/CM2A)A-steam header a | NEW MP-1 Steam Header (12-15 KG/CM2A) | Header Temperature | degC
k_16otxen | k_eyhzm5 | United > Steam Network > EG3 [NEW]A > Steam Distribution (Headers/PRDS)A > NEW MP-1 Steam Header (12-15 KG/CM2A)A-steam header a | NEW MP-1 Steam Header (12-15 KG/CM2A) | Header Flow | metric_ton/h
k_16otxen | k_137r315 | United > Steam Network > EG3 [NEW]A > Steam Distribution (Headers/PRDS)A > NEW MP-1 Steam Header (12-15 KG/CM2A)A-steam header a | NEW MP-1 Steam Header (12-15 KG/CM2A) | Superheat | degC
k_1gmrjaz | k_1mfl02m | United > Steam Network > EG3 [NEW]A > Steam Distribution (Headers/PRDS)A > NEW LP-1 Steam Header (5-7 KG/CM2A)A-steam header a | NEW LP-1 Steam Header (5-7 KG/CM2A) | Header Pressure | KG/CM2A
k_1gmrjaz | k_q8ogaf | United > Steam Network > EG3 [NEW]A > Steam Distribution (Headers/PRDS)A > NEW LP-1 Steam Header (5-7 KG/CM2A)A-steam header a | NEW LP-1 Steam Header (5-7 KG/CM2A) | Header Temperature | degC
k_1gmrjaz | k_518q21 | United > Steam Network > EG3 [NEW]A > Steam Distribution (Headers/PRDS)A > NEW LP-1 Steam Header (5-7 KG/CM2A)A-steam header a | NEW LP-1 Steam Header (5-7 KG/CM2A) | Header Flow | metric_ton/h
k_s77h17 | k_8elsta | United > Steam Network > EG3 [NEW]A > Steam Distribution (Headers/PRDS)A > NEW LP-2 Steam Header (2-3 KG/CM2A)A-steam header a | NEW LP-2 Steam Header (2-3 KG/CM2A) | Header Pressure | KG/CM2A
k_s77h17 | k_1rejpbr | United > Steam Network > EG3 [NEW]A > Steam Distribution (Headers/PRDS)A > NEW LP-2 Steam Header (2-3 KG/CM2A)A-steam header a | NEW LP-2 Steam Header (2-3 KG/CM2A) | Header Temperature | degC
k_s77h17 | k_1xuc4fd | United > Steam Network > EG3 [NEW]A > Steam Distribution (Headers/PRDS)A > NEW LP-2 Steam Header (2-3 KG/CM2A)A-steam header a | NEW LP-2 Steam Header (2-3 KG/CM2A) | Header Flow | metric_ton/h
k_5jk2gb | k_17wmvw1 | United > Steam Network > EG3 [NEW]A > Steam Distribution (Headers/PRDS)A > NEW Condensate HeaderA-condensate header a | NEW Condensate Header | Pressure | bar
k_5jk2gb | k_cp2jp4 | United > Steam Network > EG3 [NEW]A > Steam Distribution (Headers/PRDS)A > NEW Condensate HeaderA-condensate header a | NEW Condensate Header | Temperature | degC
k_5jk2gb | k_1nw1g92 | United > Steam Network > EG3 [NEW]A > Steam Distribution (Headers/PRDS)A > NEW Condensate HeaderA-condensate header a | NEW Condensate Header | Flow | metric_ton/h
k_5jk2gb | k_12uh163 | United > Steam Network > EG3 [NEW]A > Steam Distribution (Headers/PRDS)A > NEW Condensate HeaderA-condensate header a | NEW Condensate Header | Conductivity | uS/cm
k_v8gh2g | k_gq8mq5 | United > Steam Network > LAO [NEW]A > Steam Distribution (Headers/PRDS)A > NEW HP-2 Steam Header (40-45 KG/CM2A)A-steam header a | NEW HP-2 Steam Header (40-45 KG/CM2A) | Header Pressure | KG/CM2A
k_v8gh2g | k_4a6c | United > Steam Network > LAO [NEW]A > Steam Distribution (Headers/PRDS)A > NEW HP-2 Steam Header (40-45 KG/CM2A)A-steam header a | NEW HP-2 Steam Header (40-45 KG/CM2A) | Header Temperature | degC
k_v8gh2g | k_8f2zzu | United > Steam Network > LAO [NEW]A > Steam Distribution (Headers/PRDS)A > NEW HP-2 Steam Header (40-45 KG/CM2A)A-steam header a | NEW HP-2 Steam Header (40-45 KG/CM2A) | Header Flow | metric_ton/h
k_v8gh2g | k_1d1ljla | United > Steam Network > LAO [NEW]A > Steam Distribution (Headers/PRDS)A > NEW HP-2 Steam Header (40-45 KG/CM2A)A-steam header a | NEW HP-2 Steam Header (40-45 KG/CM2A) | Superheat | degC
k_1r8xoh7 | k_johfpq | United > Steam Network > LAO [NEW]A > Steam Distribution (Headers/PRDS)A > NEW HP-1 Steam Header (30-35 KG/CM2A)A-steam header a | NEW HP-1 Steam Header (30-35 KG/CM2A) | Header Pressure | KG/CM2A
k_1r8xoh7 | k_1q18ief | United > Steam Network > LAO [NEW]A > Steam Distribution (Headers/PRDS)A > NEW HP-1 Steam Header (30-35 KG/CM2A)A-steam header a | NEW HP-1 Steam Header (30-35 KG/CM2A) | Header Temperature | degC
k_1r8xoh7 | k_1u88qpl | United > Steam Network > LAO [NEW]A > Steam Distribution (Headers/PRDS)A > NEW HP-1 Steam Header (30-35 KG/CM2A)A-steam header a | NEW HP-1 Steam Header (30-35 KG/CM2A) | Header Flow | metric_ton/h
k_1r8xoh7 | k_10iy31p | United > Steam Network > LAO [NEW]A > Steam Distribution (Headers/PRDS)A > NEW HP-1 Steam Header (30-35 KG/CM2A)A-steam header a | NEW HP-1 Steam Header (30-35 KG/CM2A) | Superheat | degC
k_aqghil | k_hnf4g8 | United > Steam Network > LAO [NEW]A > Steam Distribution (Headers/PRDS)A > NEW MP-2 Steam Header (20-25 KG/CM2A)A-steam header a | NEW MP-2 Steam Header (20-25 KG/CM2A) | Header Pressure | KG/CM2A
k_aqghil | k_iummw1 | United > Steam Network > LAO [NEW]A > Steam Distribution (Headers/PRDS)A > NEW MP-2 Steam Header (20-25 KG/CM2A)A-steam header a | NEW MP-2 Steam Header (20-25 KG/CM2A) | Header Temperature | degC
k_aqghil | k_ep6dof | United > Steam Network > LAO [NEW]A > Steam Distribution (Headers/PRDS)A > NEW MP-2 Steam Header (20-25 KG/CM2A)A-steam header a | NEW MP-2 Steam Header (20-25 KG/CM2A) | Header Flow | metric_ton/h
k_aqghil | k_76fyej | United > Steam Network > LAO [NEW]A > Steam Distribution (Headers/PRDS)A > NEW MP-2 Steam Header (20-25 KG/CM2A)A-steam header a | NEW MP-2 Steam Header (20-25 KG/CM2A) | Superheat | degC
k_7kp2zw | k_1wwza4p | United > Steam Network > LAO [NEW]A > Steam Distribution (Headers/PRDS)A > NEW MP-1 Steam Header (12-15 KG/CM2A)A-steam header a | NEW MP-1 Steam Header (12-15 KG/CM2A) | Header Pressure | KG/CM2A
k_7kp2zw | k_185rv9c | United > Steam Network > LAO [NEW]A > Steam Distribution (Headers/PRDS)A > NEW MP-1 Steam Header (12-15 KG/CM2A)A-steam header a | NEW MP-1 Steam Header (12-15 KG/CM2A) | Header Temperature | degC
k_7kp2zw | k_9egeke | United > Steam Network > LAO [NEW]A > Steam Distribution (Headers/PRDS)A > NEW MP-1 Steam Header (12-15 KG/CM2A)A-steam header a | NEW MP-1 Steam Header (12-15 KG/CM2A) | Header Flow | metric_ton/h
k_7kp2zw | k_1do5y7e | United > Steam Network > LAO [NEW]A > Steam Distribution (Headers/PRDS)A > NEW MP-1 Steam Header (12-15 KG/CM2A)A-steam header a | NEW MP-1 Steam Header (12-15 KG/CM2A) | Superheat | degC
k_1uva8nc | k_jtnnvx | United > Steam Network > LAO [NEW]A > Steam Distribution (Headers/PRDS)A > NEW LP-1 Steam Header (5-7 KG/CM2A)A-steam header a | NEW LP-1 Steam Header (5-7 KG/CM2A) | Header Pressure | KG/CM2A
k_1uva8nc | k_2p0pus | United > Steam Network > LAO [NEW]A > Steam Distribution (Headers/PRDS)A > NEW LP-1 Steam Header (5-7 KG/CM2A)A-steam header a | NEW LP-1 Steam Header (5-7 KG/CM2A) | Header Temperature | degC
k_1uva8nc | k_22yamy | United > Steam Network > LAO [NEW]A > Steam Distribution (Headers/PRDS)A > NEW LP-1 Steam Header (5-7 KG/CM2A)A-steam header a | NEW LP-1 Steam Header (5-7 KG/CM2A) | Header Flow | metric_ton/h
k_188nyyw | k_1nhgu25 | United > Steam Network > LAO [NEW]A > Steam Distribution (Headers/PRDS)A > NEW LP-2 Steam Header (2-3 KG/CM2A)A-steam header a | NEW LP-2 Steam Header (2-3 KG/CM2A) | Header Pressure | KG/CM2A
k_188nyyw | k_86aqn8 | United > Steam Network > LAO [NEW]A > Steam Distribution (Headers/PRDS)A > NEW LP-2 Steam Header (2-3 KG/CM2A)A-steam header a | NEW LP-2 Steam Header (2-3 KG/CM2A) | Header Temperature | degC
k_188nyyw | k_36yqca | United > Steam Network > LAO [NEW]A > Steam Distribution (Headers/PRDS)A > NEW LP-2 Steam Header (2-3 KG/CM2A)A-steam header a | NEW LP-2 Steam Header (2-3 KG/CM2A) | Header Flow | metric_ton/h
k_1kns3i0 | k_1r9txoi | United > Steam Network > LAO [NEW]A > Steam Distribution (Headers/PRDS)A > NEW Condensate HeaderA-condensate header a | NEW Condensate Header | Pressure | bar
k_1kns3i0 | k_19t6ncb | United > Steam Network > LAO [NEW]A > Steam Distribution (Headers/PRDS)A > NEW Condensate HeaderA-condensate header a | NEW Condensate Header | Temperature | degC
k_1kns3i0 | k_o08w8l | United > Steam Network > LAO [NEW]A > Steam Distribution (Headers/PRDS)A > NEW Condensate HeaderA-condensate header a | NEW Condensate Header | Flow | metric_ton/h
k_1kns3i0 | k_1fl47fc | United > Steam Network > LAO [NEW]A > Steam Distribution (Headers/PRDS)A > NEW Condensate HeaderA-condensate header a | NEW Condensate Header | Conductivity | uS/cm

## Steam Network Optim
System: United - Network: Steam Network - Annual Hours: 8000
EO OPTIMIZATION METADATA - Var Type: MV=manipulated, CV=controlled, DV=disturbance, PV=passive. Design Min/Max = physical limits. SIP Min/Max % = operational tolerance band. NOR=normal DCS value (drives cost roll-up), DSN=equipment sizing basis, RTD=nameplate maximum. Cost Coef x NOR x Annual Hours = Annual Cost. Spare/Out-of-service excluded.
Element Path | Element Type | Attribute Name | UOM | Var Type (MV/CV/DV/PV) | Design Min (physical) | Design Max (physical) | SIP Min % | SIP Max % | Cost Type | Cost Coef ($/unit) | Annual Cost ($/yr) | PI Tag Base | Service Mode | Design Load % | NOR — Normal Operating | DSN — Design Basis | RTD — Rated / Max
United > Steam Network > Utility Unit > Utility Unit [UTI]A > Steam Distribution (Headers/PRDS)A > UTI VHP Steam Header (100-110 KG/CM2A)A-steam header a | UTI VHP Steam Header (100-110 KG/CM2A) | Header Pressure | KG/CM2A | CV | [7 empty] | UTIL.UTI.VHP-101 | in-service
United > Steam Network > Utility Unit > Utility Unit [UTI]A > Steam Distribution (Headers/PRDS)A > UTI VHP Steam Header (100-110 KG/CM2A)A-steam header a | UTI VHP Steam Header (100-110 KG/CM2A) | Header Temperature | degC | CV | [7 empty] | UTIL.UTI.VHP-101 | in-service
United > Steam Network > Utility Unit > Utility Unit [UTI]A > Steam Distribution (Headers/PRDS)A > UTI VHP Steam Header (100-110 KG/CM2A)A-steam header a | UTI VHP Steam Header (100-110 KG/CM2A) | Header Flow | metric_ton/h | CV | [7 empty] | UTIL.UTI.VHP-101 | in-service
United > Steam Network > Utility Unit > Utility Unit [UTI]A > Steam Distribution (Headers/PRDS)A > UTI VHP Steam Header (100-110 KG/CM2A)A-steam header a | UTI VHP Steam Header (100-110 KG/CM2A) | Superheat | degC | CV | [7 empty] | UTIL.UTI.VHP-101 | in-service
United > Steam Network > Utility Unit > Utility Unit [UTI]A > Steam Distribution (Headers/PRDS)A > UTI HP-2 Steam Header (40-45 KG/CM2A)A-steam header a | UTI HP-2 Steam Header (40-45 KG/CM2A) | Header Pressure | KG/CM2A | CV | [7 empty] | UTIL.UTI.HP2-101 | in-service
United > Steam Network > Utility Unit > Utility Unit [UTI]A > Steam Distribution (Headers/PRDS)A > UTI HP-2 Steam Header (40-45 KG/CM2A)A-steam header a | UTI HP-2 Steam Header (40-45 KG/CM2A) | Header Temperature | degC | CV | [7 empty] | UTIL.UTI.HP2-101 | in-service
United > Steam Network > Utility Unit > Utility Unit [UTI]A > Steam Distribution (Headers/PRDS)A > UTI HP-2 Steam Header (40-45 KG/CM2A)A-steam header a | UTI HP-2 Steam Header (40-45 KG/CM2A) | Header Flow | metric_ton/h | CV | [7 empty] | UTIL.UTI.HP2-101 | in-service
United > Steam Network > Utility Unit > Utility Unit [UTI]A > Steam Distribution (Headers/PRDS)A > UTI HP-2 Steam Header (40-45 KG/CM2A)A-steam header a | UTI HP-2 Steam Header (40-45 KG/CM2A) | Superheat | degC | CV | [7 empty] | UTIL.UTI.HP2-101 | in-service
United > Steam Network > Utility Unit > Utility Unit [UTI]A > Steam Distribution (Headers/PRDS)A > UTI HP-1 Steam Header (30-35 KG/CM2A)A-steam header a | UTI HP-1 Steam Header (30-35 KG/CM2A) | Header Pressure | KG/CM2A | CV | [7 empty] | UTIL.UTI.HP1-101 | in-service
United > Steam Network > Utility Unit > Utility Unit [UTI]A > Steam Distribution (Headers/PRDS)A > UTI HP-1 Steam Header (30-35 KG/CM2A)A-steam header a | UTI HP-1 Steam Header (30-35 KG/CM2A) | Header Temperature | degC | CV | [7 empty] | UTIL.UTI.HP1-101 | in-service
United > Steam Network > Utility Unit > Utility Unit [UTI]A > Steam Distribution (Headers/PRDS)A > UTI HP-1 Steam Header (30-35 KG/CM2A)A-steam header a | UTI HP-1 Steam Header (30-35 KG/CM2A) | Header Flow | metric_ton/h | CV | [7 empty] | UTIL.UTI.HP1-101 | in-service
United > Steam Network > Utility Unit > Utility Unit [UTI]A > Steam Distribution (Headers/PRDS)A > UTI HP-1 Steam Header (30-35 KG/CM2A)A-steam header a | UTI HP-1 Steam Header (30-35 KG/CM2A) | Superheat | degC | CV | [7 empty] | UTIL.UTI.HP1-101 | in-service
United > Steam Network > Utility Unit > Utility Unit [UTI]A > Steam Distribution (Headers/PRDS)A > UTI MP-2 Steam Header (20-25 KG/CM2A)A-steam header a | UTI MP-2 Steam Header (20-25 KG/CM2A) | Header Pressure | KG/CM2A | CV | [7 empty] | UTIL.UTI.MP2-101 | in-service
United > Steam Network > Utility Unit > Utility Unit [UTI]A > Steam Distribution (Headers/PRDS)A > UTI MP-2 Steam Header (20-25 KG/CM2A)A-steam header a | UTI MP-2 Steam Header (20-25 KG/CM2A) | Header Temperature | degC | CV | [7 empty] | UTIL.UTI.MP2-101 | in-service
United > Steam Network > Utility Unit > Utility Unit [UTI]A > Steam Distribution (Headers/PRDS)A > UTI MP-2 Steam Header (20-25 KG/CM2A)A-steam header a | UTI MP-2 Steam Header (20-25 KG/CM2A) | Header Flow | metric_ton/h | CV | [7 empty] | UTIL.UTI.MP2-101 | in-service
United > Steam Network > Utility Unit > Utility Unit [UTI]A > Steam Distribution (Headers/PRDS)A > UTI MP-2 Steam Header (20-25 KG/CM2A)A-steam header a | UTI MP-2 Steam Header (20-25 KG/CM2A) | Superheat | degC | CV | [7 empty] | UTIL.UTI.MP2-101 | in-service
United > Steam Network > Utility Unit > Utility Unit [UTI]A > Steam Distribution (Headers/PRDS)A > UTI MP-1 Steam Header (12-15 KG/CM2A)A-steam header a | UTI MP-1 Steam Header (12-15 KG/CM2A) | Header Pressure | KG/CM2A | CV | [7 empty] | UTIL.UTI.MP1-101 | in-service
United > Steam Network > Utility Unit > Utility Unit [UTI]A > Steam Distribution (Headers/PRDS)A > UTI MP-1 Steam Header (12-15 KG/CM2A)A-steam header a | UTI MP-1 Steam Header (12-15 KG/CM2A) | Header Temperature | degC | CV | [7 empty] | UTIL.UTI.MP1-101 | in-service
United > Steam Network > Utility Unit > Utility Unit [UTI]A > Steam Distribution (Headers/PRDS)A > UTI MP-1 Steam Header (12-15 KG/CM2A)A-steam header a | UTI MP-1 Steam Header (12-15 KG/CM2A) | Header Flow | metric_ton/h | CV | [7 empty] | UTIL.UTI.MP1-101 | in-service
United > Steam Network > Utility Unit > Utility Unit [UTI]A > Steam Distribution (Headers/PRDS)A > UTI MP-1 Steam Header (12-15 KG/CM2A)A-steam header a | UTI MP-1 Steam Header (12-15 KG/CM2A) | Superheat | degC | CV | [7 empty] | UTIL.UTI.MP1-101 | in-service
United > Steam Network > Utility Unit > Utility Unit [UTI]A > Steam Distribution (Headers/PRDS)A > UTI LP-1 Steam Header (5-7 KG/CM2A)A-steam header a | UTI LP-1 Steam Header (5-7 KG/CM2A) | Header Pressure | KG/CM2A | CV | [7 empty] | UTIL.UTI.LP1-101 | in-service
United > Steam Network > Utility Unit > Utility Unit [UTI]A > Steam Distribution (Headers/PRDS)A > UTI LP-1 Steam Header (5-7 KG/CM2A)A-steam header a | UTI LP-1 Steam Header (5-7 KG/CM2A) | Header Temperature | degC | CV | [7 empty] | UTIL.UTI.LP1-101 | in-service
United > Steam Network > Utility Unit > Utility Unit [UTI]A > Steam Distribution (Headers/PRDS)A > UTI LP-1 Steam Header (5-7 KG/CM2A)A-steam header a | UTI LP-1 Steam Header (5-7 KG/CM2A) | Header Flow | metric_ton/h | CV | [7 empty] | UTIL.UTI.LP1-101 | in-service
United > Steam Network > Utility Unit > Utility Unit [UTI]A > Steam Distribution (Headers/PRDS)A > UTI LP-2 Steam Header (2-3 KG/CM2A)A-steam header a | UTI LP-2 Steam Header (2-3 KG/CM2A) | Header Pressure | KG/CM2A | CV | [7 empty] | UTIL.UTI.LP2-101 | in-service
United > Steam Network > Utility Unit > Utility Unit [UTI]A > Steam Distribution (Headers/PRDS)A > UTI LP-2 Steam Header (2-3 KG/CM2A)A-steam header a | UTI LP-2 Steam Header (2-3 KG/CM2A) | Header Temperature | degC | CV | [7 empty] | UTIL.UTI.LP2-101 | in-service
United > Steam Network > Utility Unit > Utility Unit [UTI]A > Steam Distribution (Headers/PRDS)A > UTI LP-2 Steam Header (2-3 KG/CM2A)A-steam header a | UTI LP-2 Steam Header (2-3 KG/CM2A) | Header Flow | metric_ton/h | CV | [7 empty] | UTIL.UTI.LP2-101 | in-service
United > Steam Network > Utility Unit > Utility Unit [UTI]A > Steam Distribution (Headers/PRDS)A > UTI Condensate HeaderA-condensate header a | UTI Condensate Header | Pressure | bar | CV | [7 empty] | UTIL.UTI.CON-101 | in-service
United > Steam Network > Utility Unit > Utility Unit [UTI]A > Steam Distribution (Headers/PRDS)A > UTI Condensate HeaderA-condensate header a | UTI Condensate Header | Temperature | degC | CV | [7 empty] | UTIL.UTI.CON-101 | in-service
United > Steam Network > Utility Unit > Utility Unit [UTI]A > Steam Distribution (Headers/PRDS)A > UTI Condensate HeaderA-condensate header a | UTI Condensate Header | Flow | metric_ton/h | CV | [7 empty] | UTIL.UTI.CON-101 | in-service
United > Steam Network > Utility Unit > Utility Unit [UTI]A > Steam Distribution (Headers/PRDS)A > UTI Condensate HeaderA-condensate header a | UTI Condensate Header | Conductivity | uS/cm | DV | [7 empty] | UTIL.UTI.CON-101 | in-service
United > Steam Network > Utility Unit > Utility Unit [UTI]A > Steam Generators & TurbinesA > UTI HP-2 Fuel Fired BoilerA-fuel fired boiler a | UTI HP-2 Fuel Fired Boiler | Steam Output | metric_ton/h | CV |  |  |  |  | Steam — HP | 22 |  | UTIL.UTI.FUE-101 | in-service
United > Steam Network > Utility Unit > Utility Unit [UTI]A > Steam Generators & TurbinesA > UTI HP-2 Fuel Fired BoilerA-fuel fired boiler a | UTI HP-2 Fuel Fired Boiler | Steam Pressure | bar | CV | [7 empty] | UTIL.UTI.FUE-101 | in-service
United > Steam Network > Utility Unit > Utility Unit [UTI]A > Steam Generators & TurbinesA > UTI HP-2 Fuel Fired BoilerA-fuel fired boiler a | UTI HP-2 Fuel Fired Boiler | Steam Temperature | degC | CV | [7 empty] | UTIL.UTI.FUE-101 | in-service
United > Steam Network > Utility Unit > Utility Unit [UTI]A > Steam Generators & TurbinesA > UTI HP-2 Fuel Fired BoilerA-fuel fired boiler a | UTI HP-2 Fuel Fired Boiler | Fuel Flow | Nm3/h | CV |  |  |  |  | Fuel Gas | 0.18 |  | UTIL.UTI.FUE-101 | in-service
United > Steam Network > Utility Unit > Utility Unit [UTI]A > Steam Generators & TurbinesA > UTI HP-2 Fuel Fired BoilerA-fuel fired boiler a | UTI HP-2 Fuel Fired Boiler | Boiler Efficiency | percent | PV | [7 empty] | UTIL.UTI.FUE-101 | in-service
United > Steam Network > Utility Unit > Utility Unit [UTI]A > Steam Generators & TurbinesA > UTI HP-2 Fuel Fired BoilerA-fuel fired boiler a | UTI HP-2 Fuel Fired Boiler | Excess O2 | percent | CV | [7 empty] | UTIL.UTI.FUE-101 | in-service
United > Steam Network > Utility Unit > Utility Unit [UTI]A > Steam Generators & TurbinesA > UTI HP-2 Fuel Fired BoilerB-fuel fired boiler b | UTI HP-2 Fuel Fired Boiler | Steam Output | metric_ton/h | CV |  |  |  |  | Steam — HP | 22 |  | UTIL.UTI.FUE-102 | in-service
United > Steam Network > Utility Unit > Utility Unit [UTI]A > Steam Generators & TurbinesA > UTI HP-2 Fuel Fired BoilerB-fuel fired boiler b | UTI HP-2 Fuel Fired Boiler | Steam Pressure | bar | CV | [7 empty] | UTIL.UTI.FUE-102 | in-service
United > Steam Network > Utility Unit > Utility Unit [UTI]A > Steam Generators & TurbinesA > UTI HP-2 Fuel Fired BoilerB-fuel fired boiler b | UTI HP-2 Fuel Fired Boiler | Steam Temperature | degC | CV | [7 empty] | UTIL.UTI.FUE-102 | in-service
United > Steam Network > Utility Unit > Utility Unit [UTI]A > Steam Generators & TurbinesA > UTI HP-2 Fuel Fired BoilerB-fuel fired boiler b | UTI HP-2 Fuel Fired Boiler | Fuel Flow | Nm3/h | CV |  |  |  |  | Fuel Gas | 0.18 |  | UTIL.UTI.FUE-102 | in-service
United > Steam Network > Utility Unit > Utility Unit [UTI]A > Steam Generators & TurbinesA > UTI HP-2 Fuel Fired BoilerB-fuel fired boiler b | UTI HP-2 Fuel Fired Boiler | Boiler Efficiency | percent | PV | [7 empty] | UTIL.UTI.FUE-102 | in-service
United > Steam Network > Utility Unit > Utility Unit [UTI]A > Steam Generators & TurbinesA > UTI HP-2 Fuel Fired BoilerB-fuel fired boiler b | UTI HP-2 Fuel Fired Boiler | Excess O2 | percent | CV | [7 empty] | UTIL.UTI.FUE-102 | in-service
United > Steam Network > Utility Unit > Utility Unit [UTI]A > Steam Generators & TurbinesA > UTI HP-2 Fuel Fired BoilerC-fuel fired boiler c | UTI HP-2 Fuel Fired Boiler | Steam Output | metric_ton/h | CV |  |  |  |  | Steam — HP | 22 |  | UTIL.UTI.FUE-103 | in-service
United > Steam Network > Utility Unit > Utility Unit [UTI]A > Steam Generators & TurbinesA > UTI HP-2 Fuel Fired BoilerC-fuel fired boiler c | UTI HP-2 Fuel Fired Boiler | Steam Pressure | bar | CV | [7 empty] | UTIL.UTI.FUE-103 | in-service
United > Steam Network > Utility Unit > Utility Unit [UTI]A > Steam Generators & TurbinesA > UTI HP-2 Fuel Fired BoilerC-fuel fired boiler c | UTI HP-2 Fuel Fired Boiler | Steam Temperature | degC | CV | [7 empty] | UTIL.UTI.FUE-103 | in-service
United > Steam Network > Utility Unit > Utility Unit [UTI]A > Steam Generators & TurbinesA > UTI HP-2 Fuel Fired BoilerC-fuel fired boiler c | UTI HP-2 Fuel Fired Boiler | Fuel Flow | Nm3/h | CV |  |  |  |  | Fuel Gas | 0.18 |  | UTIL.UTI.FUE-103 | in-service
United > Steam Network > Utility Unit > Utility Unit [UTI]A > Steam Generators & TurbinesA > UTI HP-2 Fuel Fired BoilerC-fuel fired boiler c | UTI HP-2 Fuel Fired Boiler | Boiler Efficiency | percent | PV | [7 empty] | UTIL.UTI.FUE-103 | in-service
United > Steam Network > Utility Unit > Utility Unit [UTI]A > Steam Generators & TurbinesA > UTI HP-2 Fuel Fired BoilerC-fuel fired boiler c | UTI HP-2 Fuel Fired Boiler | Excess O2 | percent | CV | [7 empty] | UTIL.UTI.FUE-103 | in-service
United > Steam Network > Utility Unit > Utility Unit [UTI]A > Steam Generators & TurbinesA > UTI HP-2 Fuel Fired BoilerD-fuel fired boiler d | UTI HP-2 Fuel Fired Boiler | Steam Output | metric_ton/h | CV |  |  |  |  | Steam — HP | 22 |  | UTIL.UTI.FUE-104 | in-service
United > Steam Network > Utility Unit > Utility Unit [UTI]A > Steam Generators & TurbinesA > UTI HP-2 Fuel Fired BoilerD-fuel fired boiler d | UTI HP-2 Fuel Fired Boiler | Steam Pressure | bar | CV | [7 empty] | UTIL.UTI.FUE-104 | in-service
United > Steam Network > Utility Unit > Utility Unit [UTI]A > Steam Generators & TurbinesA > UTI HP-2 Fuel Fired BoilerD-fuel fired boiler d | UTI HP-2 Fuel Fired Boiler | Steam Temperature | degC | CV | [7 empty] | UTIL.UTI.FUE-104 | in-service
United > Steam Network > Utility Unit > Utility Unit [UTI]A > Steam Generators & TurbinesA > UTI HP-2 Fuel Fired BoilerD-fuel fired boiler d | UTI HP-2 Fuel Fired Boiler | Fuel Flow | Nm3/h | CV |  |  |  |  | Fuel Gas | 0.18 |  | UTIL.UTI.FUE-104 | in-service
United > Steam Network > Utility Unit > Utility Unit [UTI]A > Steam Generators & TurbinesA > UTI HP-2 Fuel Fired BoilerD-fuel fired boiler d | UTI HP-2 Fuel Fired Boiler | Boiler Efficiency | percent | PV | [7 empty] | UTIL.UTI.FUE-104 | in-service
United > Steam Network > Utility Unit > Utility Unit [UTI]A > Steam Generators & TurbinesA > UTI HP-2 Fuel Fired BoilerD-fuel fired boiler d | UTI HP-2 Fuel Fired Boiler | Excess O2 | percent | CV | [7 empty] | UTIL.UTI.FUE-104 | in-service
United > Steam Network > Utility Unit > Utility Unit [UTI]A > Steam Generators & TurbinesA > UTI HP-2 Fuel Fired BoilerE-fuel fired boiler e | UTI HP-2 Fuel Fired Boiler | Steam Output | metric_ton/h | CV |  |  |  |  | Steam — HP | 22 |  | UTIL.UTI.FUE-105 | in-service
United > Steam Network > Utility Unit > Utility Unit [UTI]A > Steam Generators & TurbinesA > UTI HP-2 Fuel Fired BoilerE-fuel fired boiler e | UTI HP-2 Fuel Fired Boiler | Steam Pressure | bar | CV | [7 empty] | UTIL.UTI.FUE-105 | in-service
United > Steam Network > Utility Unit > Utility Unit [UTI]A > Steam Generators & TurbinesA > UTI HP-2 Fuel Fired BoilerE-fuel fired boiler e | UTI HP-2 Fuel Fired Boiler | Steam Temperature | degC | CV | [7 empty] | UTIL.UTI.FUE-105 | in-service
United > Steam Network > Utility Unit > Utility Unit [UTI]A > Steam Generators & TurbinesA > UTI HP-2 Fuel Fired BoilerE-fuel fired boiler e | UTI HP-2 Fuel Fired Boiler | Fuel Flow | Nm3/h | CV |  |  |  |  | Fuel Gas | 0.18 |  | UTIL.UTI.FUE-105 | in-service
United > Steam Network > Utility Unit > Utility Unit [UTI]A > Steam Generators & TurbinesA > UTI HP-2 Fuel Fired BoilerE-fuel fired boiler e | UTI HP-2 Fuel Fired Boiler | Boiler Efficiency | percent | PV | [7 empty] | UTIL.UTI.FUE-105 | in-service
United > Steam Network > Utility Unit > Utility Unit [UTI]A > Steam Generators & TurbinesA > UTI HP-2 Fuel Fired BoilerE-fuel fired boiler e | UTI HP-2 Fuel Fired Boiler | Excess O2 | percent | CV | [7 empty] | UTIL.UTI.FUE-105 | in-service
United > Steam Network > Utility Unit > Utility Unit [UTI]A > Steam Generators & TurbinesA > UTI VHP Waste Heat BoilerA-waste heat boiler a | UTI VHP Waste Heat Boiler | Steam Output | metric_ton/h | CV |  |  |  |  | Steam — HP | 22 |  | UTIL.UTI.WAS-101 | in-service
United > Steam Network > Utility Unit > Utility Unit [UTI]A > Steam Generators & TurbinesA > UTI VHP Waste Heat BoilerA-waste heat boiler a | UTI VHP Waste Heat Boiler | Steam Pressure | bar | CV | [7 empty] | UTIL.UTI.WAS-101 | in-service
United > Steam Network > Utility Unit > Utility Unit [UTI]A > Steam Generators & TurbinesA > UTI VHP Waste Heat BoilerA-waste heat boiler a | UTI VHP Waste Heat Boiler | Steam Temperature | degC | CV | [7 empty] | UTIL.UTI.WAS-101 | in-service
United > Steam Network > Utility Unit > Utility Unit [UTI]A > Steam Generators & TurbinesA > UTI VHP Waste Heat BoilerA-waste heat boiler a | UTI VHP Waste Heat Boiler | Process Gas Inlet Temperature | degC | CV | [7 empty] | UTIL.UTI.WAS-101 | in-service
United > Steam Network > Utility Unit > Utility Unit [UTI]A > Steam Generators & TurbinesA > UTI VHP Waste Heat BoilerA-waste heat boiler a | UTI VHP Waste Heat Boiler | Process Gas Outlet Temperature | degC | CV | [7 empty] | UTIL.UTI.WAS-101 | in-service
United > Steam Network > Utility Unit > Utility Unit [UTI]A > Steam Generators & TurbinesA > UTI VHP Waste Heat BoilerB-waste heat boiler b | UTI VHP Waste Heat Boiler | Steam Output | metric_ton/h | CV |  |  |  |  | Steam — HP | 22 |  | UTIL.UTI.WAS-102 | in-service
United > Steam Network > Utility Unit > Utility Unit [UTI]A > Steam Generators & TurbinesA > UTI VHP Waste Heat BoilerB-waste heat boiler b | UTI VHP Waste Heat Boiler | Steam Pressure | bar | CV | [7 empty] | UTIL.UTI.WAS-102 | in-service
United > Steam Network > Utility Unit > Utility Unit [UTI]A > Steam Generators & TurbinesA > UTI VHP Waste Heat BoilerB-waste heat boiler b | UTI VHP Waste Heat Boiler | Steam Temperature | degC | CV | [7 empty] | UTIL.UTI.WAS-102 | in-service
United > Steam Network > Utility Unit > Utility Unit [UTI]A > Steam Generators & TurbinesA > UTI VHP Waste Heat BoilerB-waste heat boiler b | UTI VHP Waste Heat Boiler | Process Gas Inlet Temperature | degC | CV | [7 empty] | UTIL.UTI.WAS-102 | in-service
United > Steam Network > Utility Unit > Utility Unit [UTI]A > Steam Generators & TurbinesA > UTI VHP Waste Heat BoilerB-waste heat boiler b | UTI VHP Waste Heat Boiler | Process Gas Outlet Temperature | degC | CV | [7 empty] | UTIL.UTI.WAS-102 | in-service
United > Steam Network > Utility Unit > Utility Unit [UTI]A > Steam Generators & TurbinesA > UTI VHP Waste Heat BoilerC-waste heat boiler c | UTI VHP Waste Heat Boiler | Steam Output | metric_ton/h | CV |  |  |  |  | Steam — HP | 22 |  | UTIL.UTI.WAS-103 | in-service
United > Steam Network > Utility Unit > Utility Unit [UTI]A > Steam Generators & TurbinesA > UTI VHP Waste Heat BoilerC-waste heat boiler c | UTI VHP Waste Heat Boiler | Steam Pressure | bar | CV | [7 empty] | UTIL.UTI.WAS-103 | in-service
United > Steam Network > Utility Unit > Utility Unit [UTI]A > Steam Generators & TurbinesA > UTI VHP Waste Heat BoilerC-waste heat boiler c | UTI VHP Waste Heat Boiler | Steam Temperature | degC | CV | [7 empty] | UTIL.UTI.WAS-103 | in-service
United > Steam Network > Utility Unit > Utility Unit [UTI]A > Steam Generators & TurbinesA > UTI VHP Waste Heat BoilerC-waste heat boiler c | UTI VHP Waste Heat Boiler | Process Gas Inlet Temperature | degC | CV | [7 empty] | UTIL.UTI.WAS-103 | in-service
United > Steam Network > Utility Unit > Utility Unit [UTI]A > Steam Generators & TurbinesA > UTI VHP Waste Heat BoilerC-waste heat boiler c | UTI VHP Waste Heat Boiler | Process Gas Outlet Temperature | degC | CV | [7 empty] | UTIL.UTI.WAS-103 | in-service
United > Steam Network > Utility Unit > Utility Unit [UTI]A > Steam Generators & TurbinesA > UTI VHP Waste Heat BoilerD-waste heat boiler d | UTI VHP Waste Heat Boiler | Steam Output | metric_ton/h | CV |  |  |  |  | Steam — HP | 22 |  | UTIL.UTI.WAS-104 | in-service
United > Steam Network > Utility Unit > Utility Unit [UTI]A > Steam Generators & TurbinesA > UTI VHP Waste Heat BoilerD-waste heat boiler d | UTI VHP Waste Heat Boiler | Steam Pressure | bar | CV | [7 empty] | UTIL.UTI.WAS-104 | in-service
United > Steam Network > Utility Unit > Utility Unit [UTI]A > Steam Generators & TurbinesA > UTI VHP Waste Heat BoilerD-waste heat boiler d | UTI VHP Waste Heat Boiler | Steam Temperature | degC | CV | [7 empty] | UTIL.UTI.WAS-104 | in-service
United > Steam Network > Utility Unit > Utility Unit [UTI]A > Steam Generators & TurbinesA > UTI VHP Waste Heat BoilerD-waste heat boiler d | UTI VHP Waste Heat Boiler | Process Gas Inlet Temperature | degC | CV | [7 empty] | UTIL.UTI.WAS-104 | in-service
United > Steam Network > Utility Unit > Utility Unit [UTI]A > Steam Generators & TurbinesA > UTI VHP Waste Heat BoilerD-waste heat boiler d | UTI VHP Waste Heat Boiler | Process Gas Outlet Temperature | degC | CV | [7 empty] | UTIL.UTI.WAS-104 | in-service
United > Steam Network > Utility Unit > Utility Unit [UTI]A > Steam Generators & TurbinesA > UTI VHP Waste Heat BoilerE-waste heat boiler e | UTI VHP Waste Heat Boiler | Steam Output | metric_ton/h | CV |  |  |  |  | Steam — HP | 22 |  | UTIL.UTI.WAS-105 | in-service
United > Steam Network > Utility Unit > Utility Unit [UTI]A > Steam Generators & TurbinesA > UTI VHP Waste Heat BoilerE-waste heat boiler e | UTI VHP Waste Heat Boiler | Steam Pressure | bar | CV | [7 empty] | UTIL.UTI.WAS-105 | in-service
United > Steam Network > Utility Unit > Utility Unit [UTI]A > Steam Generators & TurbinesA > UTI VHP Waste Heat BoilerE-waste heat boiler e | UTI VHP Waste Heat Boiler | Steam Temperature | degC | CV | [7 empty] | UTIL.UTI.WAS-105 | in-service
United > Steam Network > Utility Unit > Utility Unit [UTI]A > Steam Generators & TurbinesA > UTI VHP Waste Heat BoilerE-waste heat boiler e | UTI VHP Waste Heat Boiler | Process Gas Inlet Temperature | degC | CV | [7 empty] | UTIL.UTI.WAS-105 | in-service
United > Steam Network > Utility Unit > Utility Unit [UTI]A > Steam Generators & TurbinesA > UTI VHP Waste Heat BoilerE-waste heat boiler e | UTI VHP Waste Heat Boiler | Process Gas Outlet Temperature | degC | CV | [7 empty] | UTIL.UTI.WAS-105 | in-service
United > Steam Network > Utility Unit > Utility Unit [UTI]A > Steam Generators & TurbinesA > UTI VHP Waste Heat BoilerF-waste heat boiler f | UTI VHP Waste Heat Boiler | Steam Output | metric_ton/h | CV |  |  |  |  | Steam — HP | 22 |  | UTIL.UTI.WAS-106 | in-service
United > Steam Network > Utility Unit > Utility Unit [UTI]A > Steam Generators & TurbinesA > UTI VHP Waste Heat BoilerF-waste heat boiler f | UTI VHP Waste Heat Boiler | Steam Pressure | bar | CV | [7 empty] | UTIL.UTI.WAS-106 | in-service
United > Steam Network > Utility Unit > Utility Unit [UTI]A > Steam Generators & TurbinesA > UTI VHP Waste Heat BoilerF-waste heat boiler f | UTI VHP Waste Heat Boiler | Steam Temperature | degC | CV | [7 empty] | UTIL.UTI.WAS-106 | in-service
United > Steam Network > Utility Unit > Utility Unit [UTI]A > Steam Generators & TurbinesA > UTI VHP Waste Heat BoilerF-waste heat boiler f | UTI VHP Waste Heat Boiler | Process Gas Inlet Temperature | degC | CV | [7 empty] | UTIL.UTI.WAS-106 | in-service
United > Steam Network > Utility Unit > Utility Unit [UTI]A > Steam Generators & TurbinesA > UTI VHP Waste Heat BoilerF-waste heat boiler f | UTI VHP Waste Heat Boiler | Process Gas Outlet Temperature | degC | CV | [7 empty] | UTIL.UTI.WAS-106 | in-service
United > Steam Network > Utility Unit > Utility Unit [UTI]A > Steam Generators & TurbinesA > UTI VHP Waste Heat BoilerG-waste heat boiler g | UTI VHP Waste Heat Boiler | Steam Output | metric_ton/h | CV |  |  |  |  | Steam — HP | 22 |  | UTIL.UTI.WAS-107 | in-service
United > Steam Network > Utility Unit > Utility Unit [UTI]A > Steam Generators & TurbinesA > UTI VHP Waste Heat BoilerG-waste heat boiler g | UTI VHP Waste Heat Boiler | Steam Pressure | bar | CV | [7 empty] | UTIL.UTI.WAS-107 | in-service
United > Steam Network > Utility Unit > Utility Unit [UTI]A > Steam Generators & TurbinesA > UTI VHP Waste Heat BoilerG-waste heat boiler g | UTI VHP Waste Heat Boiler | Steam Temperature | degC | CV | [7 empty] | UTIL.UTI.WAS-107 | in-service
United > Steam Network > Utility Unit > Utility Unit [UTI]A > Steam Generators & TurbinesA > UTI VHP Waste Heat BoilerG-waste heat boiler g | UTI VHP Waste Heat Boiler | Process Gas Inlet Temperature | degC | CV | [7 empty] | UTIL.UTI.WAS-107 | in-service
United > Steam Network > Utility Unit > Utility Unit [UTI]A > Steam Generators & TurbinesA > UTI VHP Waste Heat BoilerG-waste heat boiler g | UTI VHP Waste Heat Boiler | Process Gas Outlet Temperature | degC | CV | [7 empty] | UTIL.UTI.WAS-107 | in-service
United > Steam Network > Utility Unit > Utility Unit [UTI]A > Steam Generators & TurbinesA > UTI VHP Waste Heat BoilerH-waste heat boiler h | UTI VHP Waste Heat Boiler | Steam Output | metric_ton/h | CV |  |  |  |  | Steam — HP | 22 |  | UTIL.UTI.WAS-108 | in-service
United > Steam Network > Utility Unit > Utility Unit [UTI]A > Steam Generators & TurbinesA > UTI VHP Waste Heat BoilerH-waste heat boiler h | UTI VHP Waste Heat Boiler | Steam Pressure | bar | CV | [7 empty] | UTIL.UTI.WAS-108 | in-service
United > Steam Network > Utility Unit > Utility Unit [UTI]A > Steam Generators & TurbinesA > UTI VHP Waste Heat BoilerH-waste heat boiler h | UTI VHP Waste Heat Boiler | Steam Temperature | degC | CV | [7 empty] | UTIL.UTI.WAS-108 | in-service
United > Steam Network > Utility Unit > Utility Unit [UTI]A > Steam Generators & TurbinesA > UTI VHP Waste Heat BoilerH-waste heat boiler h | UTI VHP Waste Heat Boiler | Process Gas Inlet Temperature | degC | CV | [7 empty] | UTIL.UTI.WAS-108 | in-service
United > Steam Network > Utility Unit > Utility Unit [UTI]A > Steam Generators & TurbinesA > UTI VHP Waste Heat BoilerH-waste heat boiler h | UTI VHP Waste Heat Boiler | Process Gas Outlet Temperature | degC | CV | [7 empty] | UTIL.UTI.WAS-108 | in-service
United > Steam Network > Utility Unit > Utility Unit [UTI]A > Steam Generators & TurbinesA > UTI VHP Waste Heat BoilerI-waste heat boiler i | UTI VHP Waste Heat Boiler | Steam Output | metric_ton/h | CV |  |  |  |  | Steam — HP | 22 |  | UTIL.UTI.WAS-109 | in-service
United > Steam Network > Utility Unit > Utility Unit [UTI]A > Steam Generators & TurbinesA > UTI VHP Waste Heat BoilerI-waste heat boiler i | UTI VHP Waste Heat Boiler | Steam Pressure | bar | CV | [7 empty] | UTIL.UTI.WAS-109 | in-service
United > Steam Network > Utility Unit > Utility Unit [UTI]A > Steam Generators & TurbinesA > UTI VHP Waste Heat BoilerI-waste heat boiler i | UTI VHP Waste Heat Boiler | Steam Temperature | degC | CV | [7 empty] | UTIL.UTI.WAS-109 | in-service
United > Steam Network > Utility Unit > Utility Unit [UTI]A > Steam Generators & TurbinesA > UTI VHP Waste Heat BoilerI-waste heat boiler i | UTI VHP Waste Heat Boiler | Process Gas Inlet Temperature | degC | CV | [7 empty] | UTIL.UTI.WAS-109 | in-service
United > Steam Network > Utility Unit > Utility Unit [UTI]A > Steam Generators & TurbinesA > UTI VHP Waste Heat BoilerI-waste heat boiler i | UTI VHP Waste Heat Boiler | Process Gas Outlet Temperature | degC | CV | [7 empty] | UTIL.UTI.WAS-109 | in-service
United > Steam Network > Utility Unit > Utility Unit [UTI]A > Steam Generators & TurbinesA > UTI CND Steam ImportA-steam import a | UTI CND Steam Import | Import Flow | metric_ton/h | CV | [7 empty] | UTIL.UTI.STE-101 | in-service
United > Steam Network > Utility Unit > Utility Unit [UTI]A > Steam Generators & TurbinesA > UTI CND Steam ImportA-steam import a | UTI CND Steam Import | Pressure | bar | CV | [7 empty] | UTIL.UTI.STE-101 | in-service
United > Steam Network > Utility Unit > Utility Unit [UTI]A > Steam Generators & TurbinesA > UTI CND Steam ImportA-steam import a | UTI CND Steam Import | Temperature | degC | CV | [7 empty] | UTIL.UTI.STE-101 | in-service
United > Steam Network > Utility Unit > Utility Unit [UTI]A > Steam Generators & TurbinesA > UTI CND Steam ImportB-steam import b | UTI CND Steam Import | Import Flow | metric_ton/h | CV | [7 empty] | UTIL.UTI.STE-102 | in-service
United > Steam Network > Utility Unit > Utility Unit [UTI]A > Steam Generators & TurbinesA > UTI CND Steam ImportB-steam import b | UTI CND Steam Import | Pressure | bar | CV | [7 empty] | UTIL.UTI.STE-102 | in-service
United > Steam Network > Utility Unit > Utility Unit [UTI]A > Steam Generators & TurbinesA > UTI CND Steam ImportB-steam import b | UTI CND Steam Import | Temperature | degC | CV | [7 empty] | UTIL.UTI.STE-102 | in-service
United > Steam Network > Utility Unit > Utility Unit [UTI]A > Steam Generators & TurbinesA > UTI CND Steam ImportC-steam import c | UTI CND Steam Import | Import Flow | metric_ton/h | CV | [7 empty] | UTIL.UTI.STE-103 | in-service
United > Steam Network > Utility Unit > Utility Unit [UTI]A > Steam Generators & TurbinesA > UTI CND Steam ImportC-steam import c | UTI CND Steam Import | Pressure | bar | CV | [7 empty] | UTIL.UTI.STE-103 | in-service
United > Steam Network > Utility Unit > Utility Unit [UTI]A > Steam Generators & TurbinesA > UTI CND Steam ImportC-steam import c | UTI CND Steam Import | Temperature | degC | CV | [7 empty] | UTIL.UTI.STE-103 | in-service
United > Steam Network > Utility Unit > Utility Unit [UTI]A > Steam Generators & TurbinesA > UTI CND Steam ImportD-steam import d | UTI CND Steam Import | Import Flow | metric_ton/h | CV | [7 empty] | UTIL.UTI.STE-104 | in-service
United > Steam Network > Utility Unit > Utility Unit [UTI]A > Steam Generators & TurbinesA > UTI CND Steam ImportD-steam import d | UTI CND Steam Import | Pressure | bar | CV | [7 empty] | UTIL.UTI.STE-104 | in-service
United > Steam Network > Utility Unit > Utility Unit [UTI]A > Steam Generators & TurbinesA > UTI CND Steam ImportD-steam import d | UTI CND Steam Import | Temperature | degC | CV | [7 empty] | UTIL.UTI.STE-104 | in-service
United > Steam Network > Utility Unit > Utility Unit [UTI]A > Steam ConsumersA > UTI HP-2 Steam ExportA-steam export a | UTI HP-2 Steam Export | Export Flow | metric_ton/h | CV | [7 empty] | UTIL.UTI.STE-101 | in-service
United > Steam Network > Utility Unit > Utility Unit [UTI]A > Steam ConsumersA > UTI HP-2 Steam ExportA-steam export a | UTI HP-2 Steam Export | Export Pressure | KG/CM2A | CV | [7 empty] | UTIL.UTI.STE-101 | in-service
United > Steam Network > Utility Unit > Utility Unit [UTI]A > Steam ConsumersA > UTI HP-2 Steam ExportA-steam export a | UTI HP-2 Steam Export | Export Temperature | degC | CV | [7 empty] | UTIL.UTI.STE-101 | in-service
United > Steam Network > Utility Unit > Utility Unit [UTI]A > Steam ConsumersA > UTI HP-2 Steam ExportB-steam export b | UTI HP-2 Steam Export | Export Flow | metric_ton/h | CV | [7 empty] | UTIL.UTI.STE-102 | in-service
United > Steam Network > Utility Unit > Utility Unit [UTI]A > Steam ConsumersA > UTI HP-2 Steam ExportB-steam export b | UTI HP-2 Steam Export | Export Pressure | KG/CM2A | CV | [7 empty] | UTIL.UTI.STE-102 | in-service
United > Steam Network > Utility Unit > Utility Unit [UTI]A > Steam ConsumersA > UTI HP-2 Steam ExportB-steam export b | UTI HP-2 Steam Export | Export Temperature | degC | CV | [7 empty] | UTIL.UTI.STE-102 | in-service
United > Steam Network > Utility Unit > Utility Unit [UTI]A > Steam ConsumersA > UTI HP-2 Steam ExportC-steam export c | UTI HP-2 Steam Export | Export Flow | metric_ton/h | CV | [7 empty] | UTIL.UTI.STE-103 | in-service
United > Steam Network > Utility Unit > Utility Unit [UTI]A > Steam ConsumersA > UTI HP-2 Steam ExportC-steam export c | UTI HP-2 Steam Export | Export Pressure | KG/CM2A | CV | [7 empty] | UTIL.UTI.STE-103 | in-service
United > Steam Network > Utility Unit > Utility Unit [UTI]A > Steam ConsumersA > UTI HP-2 Steam ExportC-steam export c | UTI HP-2 Steam Export | Export Temperature | degC | CV | [7 empty] | UTIL.UTI.STE-103 | in-service
United > Steam Network > Utility Unit > Utility Unit [UTI]A > Steam ConsumersA > UTI HP-2 Steam ExportD-steam export d | UTI HP-2 Steam Export | Export Flow | metric_ton/h | CV | [7 empty] | UTIL.UTI.STE-104 | in-service
United > Steam Network > Utility Unit > Utility Unit [UTI]A > Steam ConsumersA > UTI HP-2 Steam ExportD-steam export d | UTI HP-2 Steam Export | Export Pressure | KG/CM2A | CV | [7 empty] | UTIL.UTI.STE-104 | in-service
United > Steam Network > Utility Unit > Utility Unit [UTI]A > Steam ConsumersA > UTI HP-2 Steam ExportD-steam export d | UTI HP-2 Steam Export | Export Temperature | degC | CV | [7 empty] | UTIL.UTI.STE-104 | in-service
United > Steam Network > Utility Unit > Utility Unit [UTI]A > Steam ConsumersA > UTI MP-2 Steam ExportE-steam export a | UTI MP-2 Steam Export | Export Flow | metric_ton/h | CV | [7 empty] | UTIL.UTI.STE-105 | in-service
United > Steam Network > Utility Unit > Utility Unit [UTI]A > Steam ConsumersA > UTI MP-2 Steam ExportE-steam export a | UTI MP-2 Steam Export | Export Pressure | KG/CM2A | CV | [7 empty] | UTIL.UTI.STE-105 | in-service
United > Steam Network > Utility Unit > Utility Unit [UTI]A > Steam ConsumersA > UTI MP-2 Steam ExportE-steam export a | UTI MP-2 Steam Export | Export Temperature | degC | CV | [7 empty] | UTIL.UTI.STE-105 | in-service
United > Steam Network > Utility Unit > Utility Unit [UTI]A > Steam ConsumersA > UTI MP-2 Steam ExportF-steam export b | UTI MP-2 Steam Export | Export Flow | metric_ton/h | CV | [7 empty] | UTIL.UTI.STE-106 | in-service
United > Steam Network > Utility Unit > Utility Unit [UTI]A > Steam ConsumersA > UTI MP-2 Steam ExportF-steam export b | UTI MP-2 Steam Export | Export Pressure | KG/CM2A | CV | [7 empty] | UTIL.UTI.STE-106 | in-service
United > Steam Network > Utility Unit > Utility Unit [UTI]A > Steam ConsumersA > UTI MP-2 Steam ExportF-steam export b | UTI MP-2 Steam Export | Export Temperature | degC | CV | [7 empty] | UTIL.UTI.STE-106 | in-service
United > Steam Network > Utility Unit > Utility Unit [UTI]A > Steam ConsumersA > UTI MP-2 Steam ExportG-steam export c | UTI MP-2 Steam Export | Export Flow | metric_ton/h | CV | [7 empty] | UTIL.UTI.STE-107 | in-service
United > Steam Network > Utility Unit > Utility Unit [UTI]A > Steam ConsumersA > UTI MP-2 Steam ExportG-steam export c | UTI MP-2 Steam Export | Export Pressure | KG/CM2A | CV | [7 empty] | UTIL.UTI.STE-107 | in-service
United > Steam Network > Utility Unit > Utility Unit [UTI]A > Steam ConsumersA > UTI MP-2 Steam ExportG-steam export c | UTI MP-2 Steam Export | Export Temperature | degC | CV | [7 empty] | UTIL.UTI.STE-107 | in-service
United > Steam Network > Utility Unit > Utility Unit [UTI]A > Steam ConsumersA > UTI VHP Steam VentA-steam vent a | UTI VHP Steam Vent | Vent Flow | metric_ton/h | CV | [7 empty] | UTIL.UTI.STE-101 | in-service
United > Steam Network > Utility Unit > Utility Unit [UTI]A > Steam ConsumersA > UTI VHP Steam VentA-steam vent a | UTI VHP Steam Vent | Vent Pressure | KG/CM2A | CV | [7 empty] | UTIL.UTI.STE-101 | in-service
United > Steam Network > Utility Unit > Utility Unit [UTI]A > Steam ConsumersA > UTI HP-2 Steam VentB-steam vent a | UTI HP-2 Steam Vent | Vent Flow | metric_ton/h | CV | [7 empty] | UTIL.UTI.STE-102 | in-service
United > Steam Network > Utility Unit > Utility Unit [UTI]A > Steam ConsumersA > UTI HP-2 Steam VentB-steam vent a | UTI HP-2 Steam Vent | Vent Pressure | KG/CM2A | CV | [7 empty] | UTIL.UTI.STE-102 | in-service
United > Steam Network > Utility Unit > Utility Unit [UTI]A > Steam ConsumersA > UTI LP-1 Steam VentC-steam vent a | UTI LP-1 Steam Vent | Vent Flow | metric_ton/h | CV | [7 empty] | UTIL.UTI.STE-103 | in-service
United > Steam Network > Utility Unit > Utility Unit [UTI]A > Steam ConsumersA > UTI LP-1 Steam VentC-steam vent a | UTI LP-1 Steam Vent | Vent Pressure | KG/CM2A | CV | [7 empty] | UTIL.UTI.STE-103 | in-service
United > Steam Network > Utility Unit > Utility Unit [UTI]A > Steam ConsumersA > UTI LP-1 DeaeratorA-deaerator a | UTI LP-1 Deaerator | BFW Out Flow | metric_ton/h | CV | [7 empty] | UTIL.UTI.DEA-101 | in-service
United > Steam Network > Utility Unit > Utility Unit [UTI]A > Steam ConsumersA > UTI LP-1 DeaeratorA-deaerator a | UTI LP-1 Deaerator | BFW Out Temperature | degC | CV | [7 empty] | UTIL.UTI.DEA-101 | in-service
United > Steam Network > Utility Unit > Utility Unit [UTI]A > Steam ConsumersA > UTI LP-1 DeaeratorA-deaerator a | UTI LP-1 Deaerator | Deaerator Pressure | KG/CM2A | CV | [7 empty] | UTIL.UTI.DEA-101 | in-service
United > Steam Network > Utility Unit > Utility Unit [UTI]A > Steam ConsumersA > UTI LP-1 DeaeratorA-deaerator a | UTI LP-1 Deaerator | LP Steam Flow | metric_ton/h | CV |  |  |  |  | Steam — MP | 18 |  | UTIL.UTI.DEA-101 | in-service
United > Steam Network > Utility Unit > Utility Unit [UTI]A > Steam ConsumersA > UTI LP-1 DeaeratorA-deaerator a | UTI LP-1 Deaerator | Vent Flow | metric_ton/h | CV | [7 empty] | UTIL.UTI.DEA-101 | in-service
United > Steam Network > Utility Unit > Utility Unit [UTI]A > Steam ConsumersA > UTI LP-1 DeaeratorA-deaerator a | UTI LP-1 Deaerator | O2 in BFW | ppb | PV | [7 empty] | UTIL.UTI.DEA-101 | in-service
United > Steam Network > Utility Unit > Utility Unit [UTI]A > Steam ConsumersA > UTI LP-1 DeaeratorB-deaerator b | UTI LP-1 Deaerator | BFW Out Flow | metric_ton/h | CV | [7 empty] | UTIL.UTI.DEA-102 | in-service
United > Steam Network > Utility Unit > Utility Unit [UTI]A > Steam ConsumersA > UTI LP-1 DeaeratorB-deaerator b | UTI LP-1 Deaerator | BFW Out Temperature | degC | CV | [7 empty] | UTIL.UTI.DEA-102 | in-service
United > Steam Network > Utility Unit > Utility Unit [UTI]A > Steam ConsumersA > UTI LP-1 DeaeratorB-deaerator b | UTI LP-1 Deaerator | Deaerator Pressure | KG/CM2A | CV | [7 empty] | UTIL.UTI.DEA-102 | in-service
United > Steam Network > Utility Unit > Utility Unit [UTI]A > Steam ConsumersA > UTI LP-1 DeaeratorB-deaerator b | UTI LP-1 Deaerator | LP Steam Flow | metric_ton/h | CV |  |  |  |  | Steam — MP | 18 |  | UTIL.UTI.DEA-102 | in-service
United > Steam Network > Utility Unit > Utility Unit [UTI]A > Steam ConsumersA > UTI LP-1 DeaeratorB-deaerator b | UTI LP-1 Deaerator | Vent Flow | metric_ton/h | CV | [7 empty] | UTIL.UTI.DEA-102 | in-service
United > Steam Network > Utility Unit > Utility Unit [UTI]A > Steam ConsumersA > UTI LP-1 DeaeratorB-deaerator b | UTI LP-1 Deaerator | O2 in BFW | ppb | PV | [7 empty] | UTIL.UTI.DEA-102 | in-service
United > Steam Network > Utility Unit > Utility Unit [UTI]A > Steam Generators & TurbinesA > UTI HP-2 Backpressure TurbineA-bfw turbine a | UTI HP-2 Backpressure Turbine | Inlet Steam Flow | metric_ton/h | CV |  |  |  |  | Steam — MP | 18 |  | UTIL.UTI.BAC-101 | in-service
United > Steam Network > Utility Unit > Utility Unit [UTI]A > Steam Generators & TurbinesA > UTI HP-2 Backpressure TurbineA-bfw turbine a | UTI HP-2 Backpressure Turbine | Inlet Pressure | bar | CV | [7 empty] | UTIL.UTI.BAC-101 | in-service
United > Steam Network > Utility Unit > Utility Unit [UTI]A > Steam Generators & TurbinesA > UTI HP-2 Backpressure TurbineA-bfw turbine a | UTI HP-2 Backpressure Turbine | Inlet Temperature | degC | CV | [7 empty] | UTIL.UTI.BAC-101 | in-service
United > Steam Network > Utility Unit > Utility Unit [UTI]A > Steam Generators & TurbinesA > UTI HP-2 Backpressure TurbineA-bfw turbine a | UTI HP-2 Backpressure Turbine | Exhaust Pressure | bar | CV | [7 empty] | UTIL.UTI.BAC-101 | in-service
United > Steam Network > Utility Unit > Utility Unit [UTI]A > Steam Generators & TurbinesA > UTI HP-2 Backpressure TurbineA-bfw turbine a | UTI HP-2 Backpressure Turbine | Exhaust Temperature | degC | CV | [7 empty] | UTIL.UTI.BAC-101 | in-service
United > Steam Network > Utility Unit > Utility Unit [UTI]A > Steam Generators & TurbinesA > UTI HP-2 Backpressure TurbineA-bfw turbine a | UTI HP-2 Backpressure Turbine | Exhaust Flow | metric_ton/h | CV | [7 empty] | UTIL.UTI.BAC-101 | in-service
United > Steam Network > Utility Unit > Utility Unit [UTI]A > Steam Generators & TurbinesA > UTI HP-2 Backpressure TurbineA-bfw turbine a | UTI HP-2 Backpressure Turbine | Shaft Power | kW | CV |  |  |  |  | Electricity | 0.08 |  | UTIL.UTI.BAC-101 | in-service
United > Steam Network > Utility Unit > Utility Unit [UTI]A > Steam Generators & TurbinesA > UTI HP-2 Backpressure TurbineA-bfw turbine a | UTI HP-2 Backpressure Turbine | Isentropic Efficiency | percent | PV | [7 empty] | UTIL.UTI.BAC-101 | in-service
United > Steam Network > Utility Unit > Utility Unit [UTI]A > Steam Generators & TurbinesA > UTI HP-2 Backpressure TurbineB-bfw turbine b | UTI HP-2 Backpressure Turbine | Inlet Steam Flow | metric_ton/h | CV |  |  |  |  | Steam — MP | 18 |  | UTIL.UTI.BAC-102 | in-service
United > Steam Network > Utility Unit > Utility Unit [UTI]A > Steam Generators & TurbinesA > UTI HP-2 Backpressure TurbineB-bfw turbine b | UTI HP-2 Backpressure Turbine | Inlet Pressure | bar | CV | [7 empty] | UTIL.UTI.BAC-102 | in-service
United > Steam Network > Utility Unit > Utility Unit [UTI]A > Steam Generators & TurbinesA > UTI HP-2 Backpressure TurbineB-bfw turbine b | UTI HP-2 Backpressure Turbine | Inlet Temperature | degC | CV | [7 empty] | UTIL.UTI.BAC-102 | in-service
United > Steam Network > Utility Unit > Utility Unit [UTI]A > Steam Generators & TurbinesA > UTI HP-2 Backpressure TurbineB-bfw turbine b | UTI HP-2 Backpressure Turbine | Exhaust Pressure | bar | CV | [7 empty] | UTIL.UTI.BAC-102 | in-service
United > Steam Network > Utility Unit > Utility Unit [UTI]A > Steam Generators & TurbinesA > UTI HP-2 Backpressure TurbineB-bfw turbine b | UTI HP-2 Backpressure Turbine | Exhaust Temperature | degC | CV | [7 empty] | UTIL.UTI.BAC-102 | in-service
United > Steam Network > Utility Unit > Utility Unit [UTI]A > Steam Generators & TurbinesA > UTI HP-2 Backpressure TurbineB-bfw turbine b | UTI HP-2 Backpressure Turbine | Exhaust Flow | metric_ton/h | CV | [7 empty] | UTIL.UTI.BAC-102 | in-service
United > Steam Network > Utility Unit > Utility Unit [UTI]A > Steam Generators & TurbinesA > UTI HP-2 Backpressure TurbineB-bfw turbine b | UTI HP-2 Backpressure Turbine | Shaft Power | kW | CV |  |  |  |  | Electricity | 0.08 |  | UTIL.UTI.BAC-102 | in-service
United > Steam Network > Utility Unit > Utility Unit [UTI]A > Steam Generators & TurbinesA > UTI HP-2 Backpressure TurbineB-bfw turbine b | UTI HP-2 Backpressure Turbine | Isentropic Efficiency | percent | PV | [7 empty] | UTIL.UTI.BAC-102 | in-service
United > Steam Network > Utility Unit > Utility Unit [UTI]A > Steam Generators & TurbinesA > UTI HP-2 Backpressure TurbineC-bfw turbine c | UTI HP-2 Backpressure Turbine | Inlet Steam Flow | metric_ton/h | CV |  |  |  |  | Steam — MP | 18 |  | UTIL.UTI.BAC-103 | in-service
United > Steam Network > Utility Unit > Utility Unit [UTI]A > Steam Generators & TurbinesA > UTI HP-2 Backpressure TurbineC-bfw turbine c | UTI HP-2 Backpressure Turbine | Inlet Pressure | bar | CV | [7 empty] | UTIL.UTI.BAC-103 | in-service
United > Steam Network > Utility Unit > Utility Unit [UTI]A > Steam Generators & TurbinesA > UTI HP-2 Backpressure TurbineC-bfw turbine c | UTI HP-2 Backpressure Turbine | Inlet Temperature | degC | CV | [7 empty] | UTIL.UTI.BAC-103 | in-service
United > Steam Network > Utility Unit > Utility Unit [UTI]A > Steam Generators & TurbinesA > UTI HP-2 Backpressure TurbineC-bfw turbine c | UTI HP-2 Backpressure Turbine | Exhaust Pressure | bar | CV | [7 empty] | UTIL.UTI.BAC-103 | in-service
United > Steam Network > Utility Unit > Utility Unit [UTI]A > Steam Generators & TurbinesA > UTI HP-2 Backpressure TurbineC-bfw turbine c | UTI HP-2 Backpressure Turbine | Exhaust Temperature | degC | CV | [7 empty] | UTIL.UTI.BAC-103 | in-service
United > Steam Network > Utility Unit > Utility Unit [UTI]A > Steam Generators & TurbinesA > UTI HP-2 Backpressure TurbineC-bfw turbine c | UTI HP-2 Backpressure Turbine | Exhaust Flow | metric_ton/h | CV | [7 empty] | UTIL.UTI.BAC-103 | in-service
United > Steam Network > Utility Unit > Utility Unit [UTI]A > Steam Generators & TurbinesA > UTI HP-2 Backpressure TurbineC-bfw turbine c | UTI HP-2 Backpressure Turbine | Shaft Power | kW | CV |  |  |  |  | Electricity | 0.08 |  | UTIL.UTI.BAC-103 | in-service
United > Steam Network > Utility Unit > Utility Unit [UTI]A > Steam Generators & TurbinesA > UTI HP-2 Backpressure TurbineC-bfw turbine c | UTI HP-2 Backpressure Turbine | Isentropic Efficiency | percent | PV | [7 empty] | UTIL.UTI.BAC-103 | in-service
United > Steam Network > Utility Unit > Utility Unit [UTI]A > Steam Generators & TurbinesA > UTI HP-2 Backpressure TurbineD-fd turbine a | UTI HP-2 Backpressure Turbine | Inlet Steam Flow | metric_ton/h | CV |  |  |  |  | Steam — MP | 18 |  | UTIL.UTI.BAC-104 | in-service
United > Steam Network > Utility Unit > Utility Unit [UTI]A > Steam Generators & TurbinesA > UTI HP-2 Backpressure TurbineD-fd turbine a | UTI HP-2 Backpressure Turbine | Inlet Pressure | bar | CV | [7 empty] | UTIL.UTI.BAC-104 | in-service
United > Steam Network > Utility Unit > Utility Unit [UTI]A > Steam Generators & TurbinesA > UTI HP-2 Backpressure TurbineD-fd turbine a | UTI HP-2 Backpressure Turbine | Inlet Temperature | degC | CV | [7 empty] | UTIL.UTI.BAC-104 | in-service
United > Steam Network > Utility Unit > Utility Unit [UTI]A > Steam Generators & TurbinesA > UTI HP-2 Backpressure TurbineD-fd turbine a | UTI HP-2 Backpressure Turbine | Exhaust Pressure | bar | CV | [7 empty] | UTIL.UTI.BAC-104 | in-service
United > Steam Network > Utility Unit > Utility Unit [UTI]A > Steam Generators & TurbinesA > UTI HP-2 Backpressure TurbineD-fd turbine a | UTI HP-2 Backpressure Turbine | Exhaust Temperature | degC | CV | [7 empty] | UTIL.UTI.BAC-104 | in-service
United > Steam Network > Utility Unit > Utility Unit [UTI]A > Steam Generators & TurbinesA > UTI HP-2 Backpressure TurbineD-fd turbine a | UTI HP-2 Backpressure Turbine | Exhaust Flow | metric_ton/h | CV | [7 empty] | UTIL.UTI.BAC-104 | in-service
United > Steam Network > Utility Unit > Utility Unit [UTI]A > Steam Generators & TurbinesA > UTI HP-2 Backpressure TurbineD-fd turbine a | UTI HP-2 Backpressure Turbine | Shaft Power | kW | CV |  |  |  |  | Electricity | 0.08 |  | UTIL.UTI.BAC-104 | in-service
United > Steam Network > Utility Unit > Utility Unit [UTI]A > Steam Generators & TurbinesA > UTI HP-2 Backpressure TurbineD-fd turbine a | UTI HP-2 Backpressure Turbine | Isentropic Efficiency | percent | PV | [7 empty] | UTIL.UTI.BAC-104 | in-service
United > Steam Network > Utility Unit > Utility Unit [UTI]A > Steam Generators & TurbinesA > UTI HP-2 Backpressure TurbineE-fd turbine b | UTI HP-2 Backpressure Turbine | Inlet Steam Flow | metric_ton/h | CV |  |  |  |  | Steam — MP | 18 |  | UTIL.UTI.BAC-105 | in-service
United > Steam Network > Utility Unit > Utility Unit [UTI]A > Steam Generators & TurbinesA > UTI HP-2 Backpressure TurbineE-fd turbine b | UTI HP-2 Backpressure Turbine | Inlet Pressure | bar | CV | [7 empty] | UTIL.UTI.BAC-105 | in-service
United > Steam Network > Utility Unit > Utility Unit [UTI]A > Steam Generators & TurbinesA > UTI HP-2 Backpressure TurbineE-fd turbine b | UTI HP-2 Backpressure Turbine | Inlet Temperature | degC | CV | [7 empty] | UTIL.UTI.BAC-105 | in-service
United > Steam Network > Utility Unit > Utility Unit [UTI]A > Steam Generators & TurbinesA > UTI HP-2 Backpressure TurbineE-fd turbine b | UTI HP-2 Backpressure Turbine | Exhaust Pressure | bar | CV | [7 empty] | UTIL.UTI.BAC-105 | in-service
United > Steam Network > Utility Unit > Utility Unit [UTI]A > Steam Generators & TurbinesA > UTI HP-2 Backpressure TurbineE-fd turbine b | UTI HP-2 Backpressure Turbine | Exhaust Temperature | degC | CV | [7 empty] | UTIL.UTI.BAC-105 | in-service
United > Steam Network > Utility Unit > Utility Unit [UTI]A > Steam Generators & TurbinesA > UTI HP-2 Backpressure TurbineE-fd turbine b | UTI HP-2 Backpressure Turbine | Exhaust Flow | metric_ton/h | CV | [7 empty] | UTIL.UTI.BAC-105 | in-service
United > Steam Network > Utility Unit > Utility Unit [UTI]A > Steam Generators & TurbinesA > UTI HP-2 Backpressure TurbineE-fd turbine b | UTI HP-2 Backpressure Turbine | Shaft Power | kW | CV |  |  |  |  | Electricity | 0.08 |  | UTIL.UTI.BAC-105 | in-service
United > Steam Network > Utility Unit > Utility Unit [UTI]A > Steam Generators & TurbinesA > UTI HP-2 Backpressure TurbineE-fd turbine b | UTI HP-2 Backpressure Turbine | Isentropic Efficiency | percent | PV | [7 empty] | UTIL.UTI.BAC-105 | in-service
United > Steam Network > Utility Unit > Utility Unit [UTI]A > Steam Generators & TurbinesA > UTI HP-2 Backpressure TurbineF-fd turbine c | UTI HP-2 Backpressure Turbine | Inlet Steam Flow | metric_ton/h | CV |  |  |  |  | Steam — MP | 18 |  | UTIL.UTI.BAC-106 | in-service
United > Steam Network > Utility Unit > Utility Unit [UTI]A > Steam Generators & TurbinesA > UTI HP-2 Backpressure TurbineF-fd turbine c | UTI HP-2 Backpressure Turbine | Inlet Pressure | bar | CV | [7 empty] | UTIL.UTI.BAC-106 | in-service
United > Steam Network > Utility Unit > Utility Unit [UTI]A > Steam Generators & TurbinesA > UTI HP-2 Backpressure TurbineF-fd turbine c | UTI HP-2 Backpressure Turbine | Inlet Temperature | degC | CV | [7 empty] | UTIL.UTI.BAC-106 | in-service
United > Steam Network > Utility Unit > Utility Unit [UTI]A > Steam Generators & TurbinesA > UTI HP-2 Backpressure TurbineF-fd turbine c | UTI HP-2 Backpressure Turbine | Exhaust Pressure | bar | CV | [7 empty] | UTIL.UTI.BAC-106 | in-service
United > Steam Network > Utility Unit > Utility Unit [UTI]A > Steam Generators & TurbinesA > UTI HP-2 Backpressure TurbineF-fd turbine c | UTI HP-2 Backpressure Turbine | Exhaust Temperature | degC | CV | [7 empty] | UTIL.UTI.BAC-106 | in-service
United > Steam Network > Utility Unit > Utility Unit [UTI]A > Steam Generators & TurbinesA > UTI HP-2 Backpressure TurbineF-fd turbine c | UTI HP-2 Backpressure Turbine | Exhaust Flow | metric_ton/h | CV | [7 empty] | UTIL.UTI.BAC-106 | in-service
United > Steam Network > Utility Unit > Utility Unit [UTI]A > Steam Generators & TurbinesA > UTI HP-2 Backpressure TurbineF-fd turbine c | UTI HP-2 Backpressure Turbine | Shaft Power | kW | CV |  |  |  |  | Electricity | 0.08 |  | UTIL.UTI.BAC-106 | in-service
United > Steam Network > Utility Unit > Utility Unit [UTI]A > Steam Generators & TurbinesA > UTI HP-2 Backpressure TurbineF-fd turbine c | UTI HP-2 Backpressure Turbine | Isentropic Efficiency | percent | PV | [7 empty] | UTIL.UTI.BAC-106 | in-service
United > Steam Network > Utility Unit > Utility Unit [UTI]A > Steam Generators & TurbinesA > UTI HP-2 Backpressure TurbineG-fd turbine d | UTI HP-2 Backpressure Turbine | Inlet Steam Flow | metric_ton/h | CV |  |  |  |  | Steam — MP | 18 |  | UTIL.UTI.BAC-107 | in-service
United > Steam Network > Utility Unit > Utility Unit [UTI]A > Steam Generators & TurbinesA > UTI HP-2 Backpressure TurbineG-fd turbine d | UTI HP-2 Backpressure Turbine | Inlet Pressure | bar | CV | [7 empty] | UTIL.UTI.BAC-107 | in-service
United > Steam Network > Utility Unit > Utility Unit [UTI]A > Steam Generators & TurbinesA > UTI HP-2 Backpressure TurbineG-fd turbine d | UTI HP-2 Backpressure Turbine | Inlet Temperature | degC | CV | [7 empty] | UTIL.UTI.BAC-107 | in-service
United > Steam Network > Utility Unit > Utility Unit [UTI]A > Steam Generators & TurbinesA > UTI HP-2 Backpressure TurbineG-fd turbine d | UTI HP-2 Backpressure Turbine | Exhaust Pressure | bar | CV | [7 empty] | UTIL.UTI.BAC-107 | in-service
United > Steam Network > Utility Unit > Utility Unit [UTI]A > Steam Generators & TurbinesA > UTI HP-2 Backpressure TurbineG-fd turbine d | UTI HP-2 Backpressure Turbine | Exhaust Temperature | degC | CV | [7 empty] | UTIL.UTI.BAC-107 | in-service
United > Steam Network > Utility Unit > Utility Unit [UTI]A > Steam Generators & TurbinesA > UTI HP-2 Backpressure TurbineG-fd turbine d | UTI HP-2 Backpressure Turbine | Exhaust Flow | metric_ton/h | CV | [7 empty] | UTIL.UTI.BAC-107 | in-service
United > Steam Network > Utility Unit > Utility Unit [UTI]A > Steam Generators & TurbinesA > UTI HP-2 Backpressure TurbineG-fd turbine d | UTI HP-2 Backpressure Turbine | Shaft Power | kW | CV |  |  |  |  | Electricity | 0.08 |  | UTIL.UTI.BAC-107 | in-service
United > Steam Network > Utility Unit > Utility Unit [UTI]A > Steam Generators & TurbinesA > UTI HP-2 Backpressure TurbineG-fd turbine d | UTI HP-2 Backpressure Turbine | Isentropic Efficiency | percent | PV | [7 empty] | UTIL.UTI.BAC-107 | in-service
United > Steam Network > Utility Unit > Utility Unit [UTI]A > Steam Generators & TurbinesA > UTI HP-2 Backpressure TurbineH-fd turbine e | UTI HP-2 Backpressure Turbine | Inlet Steam Flow | metric_ton/h | CV |  |  |  |  | Steam — MP | 18 |  | UTIL.UTI.BAC-108 | in-service
United > Steam Network > Utility Unit > Utility Unit [UTI]A > Steam Generators & TurbinesA > UTI HP-2 Backpressure TurbineH-fd turbine e | UTI HP-2 Backpressure Turbine | Inlet Pressure | bar | CV | [7 empty] | UTIL.UTI.BAC-108 | in-service
United > Steam Network > Utility Unit > Utility Unit [UTI]A > Steam Generators & TurbinesA > UTI HP-2 Backpressure TurbineH-fd turbine e | UTI HP-2 Backpressure Turbine | Inlet Temperature | degC | CV | [7 empty] | UTIL.UTI.BAC-108 | in-service
United > Steam Network > Utility Unit > Utility Unit [UTI]A > Steam Generators & TurbinesA > UTI HP-2 Backpressure TurbineH-fd turbine e | UTI HP-2 Backpressure Turbine | Exhaust Pressure | bar | CV | [7 empty] | UTIL.UTI.BAC-108 | in-service
United > Steam Network > Utility Unit > Utility Unit [UTI]A > Steam Generators & TurbinesA > UTI HP-2 Backpressure TurbineH-fd turbine e | UTI HP-2 Backpressure Turbine | Exhaust Temperature | degC | CV | [7 empty] | UTIL.UTI.BAC-108 | in-service
United > Steam Network > Utility Unit > Utility Unit [UTI]A > Steam Generators & TurbinesA > UTI HP-2 Backpressure TurbineH-fd turbine e | UTI HP-2 Backpressure Turbine | Exhaust Flow | metric_ton/h | CV | [7 empty] | UTIL.UTI.BAC-108 | in-service
United > Steam Network > Utility Unit > Utility Unit [UTI]A > Steam Generators & TurbinesA > UTI HP-2 Backpressure TurbineH-fd turbine e | UTI HP-2 Backpressure Turbine | Shaft Power | kW | CV |  |  |  |  | Electricity | 0.08 |  | UTIL.UTI.BAC-108 | in-service
United > Steam Network > Utility Unit > Utility Unit [UTI]A > Steam Generators & TurbinesA > UTI HP-2 Backpressure TurbineH-fd turbine e | UTI HP-2 Backpressure Turbine | Isentropic Efficiency | percent | PV | [7 empty] | UTIL.UTI.BAC-108 | in-service
United > Steam Network > Utility Unit > Utility Unit [UTI]A > Steam Generators & TurbinesA > UTI HP-2 Backpressure TurbineI-air compressor turbine a | UTI HP-2 Backpressure Turbine | Inlet Steam Flow | metric_ton/h | CV |  |  |  |  | Steam — MP | 18 |  | UTIL.UTI.BAC-109 | in-service
United > Steam Network > Utility Unit > Utility Unit [UTI]A > Steam Generators & TurbinesA > UTI HP-2 Backpressure TurbineI-air compressor turbine a | UTI HP-2 Backpressure Turbine | Inlet Pressure | bar | CV | [7 empty] | UTIL.UTI.BAC-109 | in-service
United > Steam Network > Utility Unit > Utility Unit [UTI]A > Steam Generators & TurbinesA > UTI HP-2 Backpressure TurbineI-air compressor turbine a | UTI HP-2 Backpressure Turbine | Inlet Temperature | degC | CV | [7 empty] | UTIL.UTI.BAC-109 | in-service
United > Steam Network > Utility Unit > Utility Unit [UTI]A > Steam Generators & TurbinesA > UTI HP-2 Backpressure TurbineI-air compressor turbine a | UTI HP-2 Backpressure Turbine | Exhaust Pressure | bar | CV | [7 empty] | UTIL.UTI.BAC-109 | in-service
United > Steam Network > Utility Unit > Utility Unit [UTI]A > Steam Generators & TurbinesA > UTI HP-2 Backpressure TurbineI-air compressor turbine a | UTI HP-2 Backpressure Turbine | Exhaust Temperature | degC | CV | [7 empty] | UTIL.UTI.BAC-109 | in-service
United > Steam Network > Utility Unit > Utility Unit [UTI]A > Steam Generators & TurbinesA > UTI HP-2 Backpressure TurbineI-air compressor turbine a | UTI HP-2 Backpressure Turbine | Exhaust Flow | metric_ton/h | CV | [7 empty] | UTIL.UTI.BAC-109 | in-service
United > Steam Network > Utility Unit > Utility Unit [UTI]A > Steam Generators & TurbinesA > UTI HP-2 Backpressure TurbineI-air compressor turbine a | UTI HP-2 Backpressure Turbine | Shaft Power | kW | CV |  |  |  |  | Electricity | 0.08 |  | UTIL.UTI.BAC-109 | in-service
United > Steam Network > Utility Unit > Utility Unit [UTI]A > Steam Generators & TurbinesA > UTI HP-2 Backpressure TurbineI-air compressor turbine a | UTI HP-2 Backpressure Turbine | Isentropic Efficiency | percent | PV | [7 empty] | UTIL.UTI.BAC-109 | in-service
United > Steam Network > Utility Unit > Utility Unit [UTI]A > Steam Generators & TurbinesA > UTI HP-2 Backpressure TurbineJ-air compressor turbine b | UTI HP-2 Backpressure Turbine | Inlet Steam Flow | metric_ton/h | CV |  |  |  |  | Steam — MP | 18 |  | UTIL.UTI.BAC-110 | in-service
United > Steam Network > Utility Unit > Utility Unit [UTI]A > Steam Generators & TurbinesA > UTI HP-2 Backpressure TurbineJ-air compressor turbine b | UTI HP-2 Backpressure Turbine | Inlet Pressure | bar | CV | [7 empty] | UTIL.UTI.BAC-110 | in-service
United > Steam Network > Utility Unit > Utility Unit [UTI]A > Steam Generators & TurbinesA > UTI HP-2 Backpressure TurbineJ-air compressor turbine b | UTI HP-2 Backpressure Turbine | Inlet Temperature | degC | CV | [7 empty] | UTIL.UTI.BAC-110 | in-service
United > Steam Network > Utility Unit > Utility Unit [UTI]A > Steam Generators & TurbinesA > UTI HP-2 Backpressure TurbineJ-air compressor turbine b | UTI HP-2 Backpressure Turbine | Exhaust Pressure | bar | CV | [7 empty] | UTIL.UTI.BAC-110 | in-service
United > Steam Network > Utility Unit > Utility Unit [UTI]A > Steam Generators & TurbinesA > UTI HP-2 Backpressure TurbineJ-air compressor turbine b | UTI HP-2 Backpressure Turbine | Exhaust Temperature | degC | CV | [7 empty] | UTIL.UTI.BAC-110 | in-service
United > Steam Network > Utility Unit > Utility Unit [UTI]A > Steam Generators & TurbinesA > UTI HP-2 Backpressure TurbineJ-air compressor turbine b | UTI HP-2 Backpressure Turbine | Exhaust Flow | metric_ton/h | CV | [7 empty] | UTIL.UTI.BAC-110 | in-service
United > Steam Network > Utility Unit > Utility Unit [UTI]A > Steam Generators & TurbinesA > UTI HP-2 Backpressure TurbineJ-air compressor turbine b | UTI HP-2 Backpressure Turbine | Shaft Power | kW | CV |  |  |  |  | Electricity | 0.08 |  | UTIL.UTI.BAC-110 | in-service
United > Steam Network > Utility Unit > Utility Unit [UTI]A > Steam Generators & TurbinesA > UTI HP-2 Backpressure TurbineJ-air compressor turbine b | UTI HP-2 Backpressure Turbine | Isentropic Efficiency | percent | PV | [7 empty] | UTIL.UTI.BAC-110 | in-service
United > Steam Network > Utility Unit > Utility Unit [UTI]A > Steam Generators & TurbinesA > UTI HP-2 Backpressure TurbineK-cw turbine a | UTI HP-2 Backpressure Turbine | Inlet Steam Flow | metric_ton/h | CV |  |  |  |  | Steam — MP | 18 |  | UTIL.UTI.BAC-111 | in-service
United > Steam Network > Utility Unit > Utility Unit [UTI]A > Steam Generators & TurbinesA > UTI HP-2 Backpressure TurbineK-cw turbine a | UTI HP-2 Backpressure Turbine | Inlet Pressure | bar | CV | [7 empty] | UTIL.UTI.BAC-111 | in-service
United > Steam Network > Utility Unit > Utility Unit [UTI]A > Steam Generators & TurbinesA > UTI HP-2 Backpressure TurbineK-cw turbine a | UTI HP-2 Backpressure Turbine | Inlet Temperature | degC | CV | [7 empty] | UTIL.UTI.BAC-111 | in-service
United > Steam Network > Utility Unit > Utility Unit [UTI]A > Steam Generators & TurbinesA > UTI HP-2 Backpressure TurbineK-cw turbine a | UTI HP-2 Backpressure Turbine | Exhaust Pressure | bar | CV | [7 empty] | UTIL.UTI.BAC-111 | in-service
United > Steam Network > Utility Unit > Utility Unit [UTI]A > Steam Generators & TurbinesA > UTI HP-2 Backpressure TurbineK-cw turbine a | UTI HP-2 Backpressure Turbine | Exhaust Temperature | degC | CV | [7 empty] | UTIL.UTI.BAC-111 | in-service
United > Steam Network > Utility Unit > Utility Unit [UTI]A > Steam Generators & TurbinesA > UTI HP-2 Backpressure TurbineK-cw turbine a | UTI HP-2 Backpressure Turbine | Exhaust Flow | metric_ton/h | CV | [7 empty] | UTIL.UTI.BAC-111 | in-service
United > Steam Network > Utility Unit > Utility Unit [UTI]A > Steam Generators & TurbinesA > UTI HP-2 Backpressure TurbineK-cw turbine a | UTI HP-2 Backpressure Turbine | Shaft Power | kW | CV |  |  |  |  | Electricity | 0.08 |  | UTIL.UTI.BAC-111 | in-service
United > Steam Network > Utility Unit > Utility Unit [UTI]A > Steam Generators & TurbinesA > UTI HP-2 Backpressure TurbineK-cw turbine a | UTI HP-2 Backpressure Turbine | Isentropic Efficiency | percent | PV | [7 empty] | UTIL.UTI.BAC-111 | in-service
United > Steam Network > Utility Unit > Utility Unit [UTI]A > Steam Generators & TurbinesA > UTI HP-2 Backpressure TurbineL-cw turbine b | UTI HP-2 Backpressure Turbine | Inlet Steam Flow | metric_ton/h | CV |  |  |  |  | Steam — MP | 18 |  | UTIL.UTI.BAC-112 | in-service
United > Steam Network > Utility Unit > Utility Unit [UTI]A > Steam Generators & TurbinesA > UTI HP-2 Backpressure TurbineL-cw turbine b | UTI HP-2 Backpressure Turbine | Inlet Pressure | bar | CV | [7 empty] | UTIL.UTI.BAC-112 | in-service
United > Steam Network > Utility Unit > Utility Unit [UTI]A > Steam Generators & TurbinesA > UTI HP-2 Backpressure TurbineL-cw turbine b | UTI HP-2 Backpressure Turbine | Inlet Temperature | degC | CV | [7 empty] | UTIL.UTI.BAC-112 | in-service
United > Steam Network > Utility Unit > Utility Unit [UTI]A > Steam Generators & TurbinesA > UTI HP-2 Backpressure TurbineL-cw turbine b | UTI HP-2 Backpressure Turbine | Exhaust Pressure | bar | CV | [7 empty] | UTIL.UTI.BAC-112 | in-service
United > Steam Network > Utility Unit > Utility Unit [UTI]A > Steam Generators & TurbinesA > UTI HP-2 Backpressure TurbineL-cw turbine b | UTI HP-2 Backpressure Turbine | Exhaust Temperature | degC | CV | [7 empty] | UTIL.UTI.BAC-112 | in-service
United > Steam Network > Utility Unit > Utility Unit [UTI]A > Steam Generators & TurbinesA > UTI HP-2 Backpressure TurbineL-cw turbine b | UTI HP-2 Backpressure Turbine | Exhaust Flow | metric_ton/h | CV | [7 empty] | UTIL.UTI.BAC-112 | in-service
United > Steam Network > Utility Unit > Utility Unit [UTI]A > Steam Generators & TurbinesA > UTI HP-2 Backpressure TurbineL-cw turbine b | UTI HP-2 Backpressure Turbine | Shaft Power | kW | CV |  |  |  |  | Electricity | 0.08 |  | UTIL.UTI.BAC-112 | in-service
United > Steam Network > Utility Unit > Utility Unit [UTI]A > Steam Generators & TurbinesA > UTI HP-2 Backpressure TurbineL-cw turbine b | UTI HP-2 Backpressure Turbine | Isentropic Efficiency | percent | PV | [7 empty] | UTIL.UTI.BAC-112 | in-service
United > Steam Network > Utility Unit > Utility Unit [UTI]A > Steam Generators & TurbinesA > UTI HP-2 Backpressure TurbineM-cw turbine c | UTI HP-2 Backpressure Turbine | Inlet Steam Flow | metric_ton/h | CV |  |  |  |  | Steam — MP | 18 |  | UTIL.UTI.BAC-113 | in-service
United > Steam Network > Utility Unit > Utility Unit [UTI]A > Steam Generators & TurbinesA > UTI HP-2 Backpressure TurbineM-cw turbine c | UTI HP-2 Backpressure Turbine | Inlet Pressure | bar | CV | [7 empty] | UTIL.UTI.BAC-113 | in-service
United > Steam Network > Utility Unit > Utility Unit [UTI]A > Steam Generators & TurbinesA > UTI HP-2 Backpressure TurbineM-cw turbine c | UTI HP-2 Backpressure Turbine | Inlet Temperature | degC | CV | [7 empty] | UTIL.UTI.BAC-113 | in-service
United > Steam Network > Utility Unit > Utility Unit [UTI]A > Steam Generators & TurbinesA > UTI HP-2 Backpressure TurbineM-cw turbine c | UTI HP-2 Backpressure Turbine | Exhaust Pressure | bar | CV | [7 empty] | UTIL.UTI.BAC-113 | in-service
United > Steam Network > Utility Unit > Utility Unit [UTI]A > Steam Generators & TurbinesA > UTI HP-2 Backpressure TurbineM-cw turbine c | UTI HP-2 Backpressure Turbine | Exhaust Temperature | degC | CV | [7 empty] | UTIL.UTI.BAC-113 | in-service
United > Steam Network > Utility Unit > Utility Unit [UTI]A > Steam Generators & TurbinesA > UTI HP-2 Backpressure TurbineM-cw turbine c | UTI HP-2 Backpressure Turbine | Exhaust Flow | metric_ton/h | CV | [7 empty] | UTIL.UTI.BAC-113 | in-service
United > Steam Network > Utility Unit > Utility Unit [UTI]A > Steam Generators & TurbinesA > UTI HP-2 Backpressure TurbineM-cw turbine c | UTI HP-2 Backpressure Turbine | Shaft Power | kW | CV |  |  |  |  | Electricity | 0.08 |  | UTIL.UTI.BAC-113 | in-service
United > Steam Network > Utility Unit > Utility Unit [UTI]A > Steam Generators & TurbinesA > UTI HP-2 Backpressure TurbineM-cw turbine c | UTI HP-2 Backpressure Turbine | Isentropic Efficiency | percent | PV | [7 empty] | UTIL.UTI.BAC-113 | in-service
United > Steam Network > Utility Unit > Utility Unit [UTI]A > Steam Generators & TurbinesA > UTI HP-2 Backpressure TurbineN-vhp bfw a | UTI HP-2 Backpressure Turbine | Inlet Steam Flow | metric_ton/h | CV |  |  |  |  | Steam — MP | 18 |  | UTIL.UTI.BAC-114 | in-service
United > Steam Network > Utility Unit > Utility Unit [UTI]A > Steam Generators & TurbinesA > UTI HP-2 Backpressure TurbineN-vhp bfw a | UTI HP-2 Backpressure Turbine | Inlet Pressure | bar | CV | [7 empty] | UTIL.UTI.BAC-114 | in-service
United > Steam Network > Utility Unit > Utility Unit [UTI]A > Steam Generators & TurbinesA > UTI HP-2 Backpressure TurbineN-vhp bfw a | UTI HP-2 Backpressure Turbine | Inlet Temperature | degC | CV | [7 empty] | UTIL.UTI.BAC-114 | in-service
United > Steam Network > Utility Unit > Utility Unit [UTI]A > Steam Generators & TurbinesA > UTI HP-2 Backpressure TurbineN-vhp bfw a | UTI HP-2 Backpressure Turbine | Exhaust Pressure | bar | CV | [7 empty] | UTIL.UTI.BAC-114 | in-service
United > Steam Network > Utility Unit > Utility Unit [UTI]A > Steam Generators & TurbinesA > UTI HP-2 Backpressure TurbineN-vhp bfw a | UTI HP-2 Backpressure Turbine | Exhaust Temperature | degC | CV | [7 empty] | UTIL.UTI.BAC-114 | in-service
United > Steam Network > Utility Unit > Utility Unit [UTI]A > Steam Generators & TurbinesA > UTI HP-2 Backpressure TurbineN-vhp bfw a | UTI HP-2 Backpressure Turbine | Exhaust Flow | metric_ton/h | CV | [7 empty] | UTIL.UTI.BAC-114 | in-service
United > Steam Network > Utility Unit > Utility Unit [UTI]A > Steam Generators & TurbinesA > UTI HP-2 Backpressure TurbineN-vhp bfw a | UTI HP-2 Backpressure Turbine | Shaft Power | kW | CV |  |  |  |  | Electricity | 0.08 |  | UTIL.UTI.BAC-114 | in-service
United > Steam Network > Utility Unit > Utility Unit [UTI]A > Steam Generators & TurbinesA > UTI HP-2 Backpressure TurbineN-vhp bfw a | UTI HP-2 Backpressure Turbine | Isentropic Efficiency | percent | PV | [7 empty] | UTIL.UTI.BAC-114 | in-service
United > Steam Network > Utility Unit > Utility Unit [UTI]A > Steam Generators & TurbinesA > UTI HP-2 Backpressure TurbineO-vhp bfw b | UTI HP-2 Backpressure Turbine | Inlet Steam Flow | metric_ton/h | CV |  |  |  |  | Steam — MP | 18 |  | UTIL.UTI.BAC-115 | in-service
United > Steam Network > Utility Unit > Utility Unit [UTI]A > Steam Generators & TurbinesA > UTI HP-2 Backpressure TurbineO-vhp bfw b | UTI HP-2 Backpressure Turbine | Inlet Pressure | bar | CV | [7 empty] | UTIL.UTI.BAC-115 | in-service
United > Steam Network > Utility Unit > Utility Unit [UTI]A > Steam Generators & TurbinesA > UTI HP-2 Backpressure TurbineO-vhp bfw b | UTI HP-2 Backpressure Turbine | Inlet Temperature | degC | CV | [7 empty] | UTIL.UTI.BAC-115 | in-service
United > Steam Network > Utility Unit > Utility Unit [UTI]A > Steam Generators & TurbinesA > UTI HP-2 Backpressure TurbineO-vhp bfw b | UTI HP-2 Backpressure Turbine | Exhaust Pressure | bar | CV | [7 empty] | UTIL.UTI.BAC-115 | in-service
United > Steam Network > Utility Unit > Utility Unit [UTI]A > Steam Generators & TurbinesA > UTI HP-2 Backpressure TurbineO-vhp bfw b | UTI HP-2 Backpressure Turbine | Exhaust Temperature | degC | CV | [7 empty] | UTIL.UTI.BAC-115 | in-service
United > Steam Network > Utility Unit > Utility Unit [UTI]A > Steam Generators & TurbinesA > UTI HP-2 Backpressure TurbineO-vhp bfw b | UTI HP-2 Backpressure Turbine | Exhaust Flow | metric_ton/h | CV | [7 empty] | UTIL.UTI.BAC-115 | in-service
United > Steam Network > Utility Unit > Utility Unit [UTI]A > Steam Generators & TurbinesA > UTI HP-2 Backpressure TurbineO-vhp bfw b | UTI HP-2 Backpressure Turbine | Shaft Power | kW | CV |  |  |  |  | Electricity | 0.08 |  | UTIL.UTI.BAC-115 | in-service
United > Steam Network > Utility Unit > Utility Unit [UTI]A > Steam Generators & TurbinesA > UTI HP-2 Backpressure TurbineO-vhp bfw b | UTI HP-2 Backpressure Turbine | Isentropic Efficiency | percent | PV | [7 empty] | UTIL.UTI.BAC-115 | in-service
United > Steam Network > Utility Unit > Utility Unit [UTI]A > Steam Generators & TurbinesA > UTI MP-2 Backpressure TurbineP-dmw turbine a | UTI MP-2 Backpressure Turbine | Inlet Steam Flow | metric_ton/h | CV |  |  |  |  | Steam — MP | 18 |  | UTIL.UTI.BAC-116 | in-service
United > Steam Network > Utility Unit > Utility Unit [UTI]A > Steam Generators & TurbinesA > UTI MP-2 Backpressure TurbineP-dmw turbine a | UTI MP-2 Backpressure Turbine | Inlet Pressure | bar | CV | [7 empty] | UTIL.UTI.BAC-116 | in-service
United > Steam Network > Utility Unit > Utility Unit [UTI]A > Steam Generators & TurbinesA > UTI MP-2 Backpressure TurbineP-dmw turbine a | UTI MP-2 Backpressure Turbine | Inlet Temperature | degC | CV | [7 empty] | UTIL.UTI.BAC-116 | in-service
United > Steam Network > Utility Unit > Utility Unit [UTI]A > Steam Generators & TurbinesA > UTI MP-2 Backpressure TurbineP-dmw turbine a | UTI MP-2 Backpressure Turbine | Exhaust Pressure | bar | CV | [7 empty] | UTIL.UTI.BAC-116 | in-service
United > Steam Network > Utility Unit > Utility Unit [UTI]A > Steam Generators & TurbinesA > UTI MP-2 Backpressure TurbineP-dmw turbine a | UTI MP-2 Backpressure Turbine | Exhaust Temperature | degC | CV | [7 empty] | UTIL.UTI.BAC-116 | in-service
United > Steam Network > Utility Unit > Utility Unit [UTI]A > Steam Generators & TurbinesA > UTI MP-2 Backpressure TurbineP-dmw turbine a | UTI MP-2 Backpressure Turbine | Exhaust Flow | metric_ton/h | CV | [7 empty] | UTIL.UTI.BAC-116 | in-service
United > Steam Network > Utility Unit > Utility Unit [UTI]A > Steam Generators & TurbinesA > UTI MP-2 Backpressure TurbineP-dmw turbine a | UTI MP-2 Backpressure Turbine | Shaft Power | kW | CV |  |  |  |  | Electricity | 0.08 |  | UTIL.UTI.BAC-116 | in-service
United > Steam Network > Utility Unit > Utility Unit [UTI]A > Steam Generators & TurbinesA > UTI MP-2 Backpressure TurbineP-dmw turbine a | UTI MP-2 Backpressure Turbine | Isentropic Efficiency | percent | PV | [7 empty] | UTIL.UTI.BAC-116 | in-service
United > Steam Network > Utility Unit > Utility Unit [UTI]A > Steam Generators & TurbinesA > UTI MP-2 Backpressure TurbineQ-dmw turbine b | UTI MP-2 Backpressure Turbine | Inlet Steam Flow | metric_ton/h | CV |  |  |  |  | Steam — MP | 18 |  | UTIL.UTI.BAC-117 | in-service
United > Steam Network > Utility Unit > Utility Unit [UTI]A > Steam Generators & TurbinesA > UTI MP-2 Backpressure TurbineQ-dmw turbine b | UTI MP-2 Backpressure Turbine | Inlet Pressure | bar | CV | [7 empty] | UTIL.UTI.BAC-117 | in-service
United > Steam Network > Utility Unit > Utility Unit [UTI]A > Steam Generators & TurbinesA > UTI MP-2 Backpressure TurbineQ-dmw turbine b | UTI MP-2 Backpressure Turbine | Inlet Temperature | degC | CV | [7 empty] | UTIL.UTI.BAC-117 | in-service
United > Steam Network > Utility Unit > Utility Unit [UTI]A > Steam Generators & TurbinesA > UTI MP-2 Backpressure TurbineQ-dmw turbine b | UTI MP-2 Backpressure Turbine | Exhaust Pressure | bar | CV | [7 empty] | UTIL.UTI.BAC-117 | in-service
United > Steam Network > Utility Unit > Utility Unit [UTI]A > Steam Generators & TurbinesA > UTI MP-2 Backpressure TurbineQ-dmw turbine b | UTI MP-2 Backpressure Turbine | Exhaust Temperature | degC | CV | [7 empty] | UTIL.UTI.BAC-117 | in-service
United > Steam Network > Utility Unit > Utility Unit [UTI]A > Steam Generators & TurbinesA > UTI MP-2 Backpressure TurbineQ-dmw turbine b | UTI MP-2 Backpressure Turbine | Exhaust Flow | metric_ton/h | CV | [7 empty] | UTIL.UTI.BAC-117 | in-service
United > Steam Network > Utility Unit > Utility Unit [UTI]A > Steam Generators & TurbinesA > UTI MP-2 Backpressure TurbineQ-dmw turbine b | UTI MP-2 Backpressure Turbine | Shaft Power | kW | CV |  |  |  |  | Electricity | 0.08 |  | UTIL.UTI.BAC-117 | in-service
United > Steam Network > Utility Unit > Utility Unit [UTI]A > Steam Generators & TurbinesA > UTI MP-2 Backpressure TurbineQ-dmw turbine b | UTI MP-2 Backpressure Turbine | Isentropic Efficiency | percent | PV | [7 empty] | UTIL.UTI.BAC-117 | in-service
United > Steam Network > Utility Unit > Utility Unit [UTI]A > Steam Generators & TurbinesA > UTI VHP Extraction-Condensing TurbineA-cgc turbine a | UTI VHP Extraction-Condensing Turbine | Inlet Steam Flow | metric_ton/h | CV |  |  |  |  | Steam — MP | 18 |  | UTIL.UTI.EXT-101 | in-service
United > Steam Network > Utility Unit > Utility Unit [UTI]A > Steam Generators & TurbinesA > UTI VHP Extraction-Condensing TurbineA-cgc turbine a | UTI VHP Extraction-Condensing Turbine | Inlet Pressure | bar | CV | [7 empty] | UTIL.UTI.EXT-101 | in-service
United > Steam Network > Utility Unit > Utility Unit [UTI]A > Steam Generators & TurbinesA > UTI VHP Extraction-Condensing TurbineA-cgc turbine a | UTI VHP Extraction-Condensing Turbine | Inlet Temperature | degC | CV | [7 empty] | UTIL.UTI.EXT-101 | in-service
United > Steam Network > Utility Unit > Utility Unit [UTI]A > Steam Generators & TurbinesA > UTI VHP Extraction-Condensing TurbineA-cgc turbine a | UTI VHP Extraction-Condensing Turbine | Extraction Pressure | bar | CV | [7 empty] | UTIL.UTI.EXT-101 | in-service
United > Steam Network > Utility Unit > Utility Unit [UTI]A > Steam Generators & TurbinesA > UTI VHP Extraction-Condensing TurbineA-cgc turbine a | UTI VHP Extraction-Condensing Turbine | Extraction Flow | metric_ton/h | CV | [7 empty] | UTIL.UTI.EXT-101 | in-service
United > Steam Network > Utility Unit > Utility Unit [UTI]A > Steam Generators & TurbinesA > UTI VHP Extraction-Condensing TurbineA-cgc turbine a | UTI VHP Extraction-Condensing Turbine | Condenser Pressure | mbar | CV | [7 empty] | UTIL.UTI.EXT-101 | in-service
United > Steam Network > Utility Unit > Utility Unit [UTI]A > Steam Generators & TurbinesA > UTI VHP Extraction-Condensing TurbineA-cgc turbine a | UTI VHP Extraction-Condensing Turbine | Shaft Power | kW | CV |  |  |  |  | Electricity | 0.08 |  | UTIL.UTI.EXT-101 | in-service
United > Steam Network > Utility Unit > Utility Unit [UTI]A > Steam Generators & TurbinesA > UTI VHP Extraction-Condensing TurbineA-cgc turbine a | UTI VHP Extraction-Condensing Turbine | Isentropic Efficiency | percent | PV | [7 empty] | UTIL.UTI.EXT-101 | in-service
United > Steam Network > Utility Unit > Utility Unit [UTI]A > Steam ConsumersA > UTI LP-1 Steam ExchangerA-steam exchanger a | UTI LP-1 Steam Exchanger | Steam Flow | metric_ton/h | CV |  |  |  |  | Steam — MP | 18 |  | UTIL.UTI.SHX-101 | in-service
United > Steam Network > Utility Unit > Utility Unit [UTI]A > Steam ConsumersA > UTI LP-1 Steam ExchangerA-steam exchanger a | UTI LP-1 Steam Exchanger | Steam Pressure | KG/CM2A | CV | [7 empty] | UTIL.UTI.SHX-101 | in-service
United > Steam Network > Utility Unit > Utility Unit [UTI]A > Steam ConsumersA > UTI LP-1 Steam ExchangerA-steam exchanger a | UTI LP-1 Steam Exchanger | Duty | MMkcal/h | CV | [7 empty] | UTIL.UTI.SHX-101 | in-service
United > Steam Network > Utility Unit > Utility Unit [UTI]A > Steam ConsumersA > UTI LP-1 Steam ExchangerA-steam exchanger a | UTI LP-1 Steam Exchanger | LMTD | degC | CV | [7 empty] | UTIL.UTI.SHX-101 | in-service
United > Steam Network > Utility Unit > Utility Unit [UTI]A > Steam ConsumersA > UTI LP-1 Steam ExchangerA-steam exchanger a | UTI LP-1 Steam Exchanger | Condensate Return Temperature | degC | CV | [7 empty] | UTIL.UTI.SHX-101 | in-service
United > Steam Network > Utility Unit > Utility Unit [UTI]A > Steam Distribution (Headers/PRDS)A > UTI VHP Letdown Station (PRDS)A-letdown station (prds) a | UTI VHP Letdown Station (PRDS) | Inlet Pressure | KG/CM2A | CV | [7 empty] | UTIL.UTI.LET-101 | in-service
United > Steam Network > Utility Unit > Utility Unit [UTI]A > Steam Distribution (Headers/PRDS)A > UTI VHP Letdown Station (PRDS)A-letdown station (prds) a | UTI VHP Letdown Station (PRDS) | Outlet Pressure | KG/CM2A | CV | [7 empty] | UTIL.UTI.LET-101 | in-service
United > Steam Network > Utility Unit > Utility Unit [UTI]A > Steam Distribution (Headers/PRDS)A > UTI VHP Letdown Station (PRDS)A-letdown station (prds) a | UTI VHP Letdown Station (PRDS) | Flow | metric_ton/h | CV | [7 empty] | UTIL.UTI.LET-101 | in-service
United > Steam Network > Utility Unit > Utility Unit [UTI]A > Steam Distribution (Headers/PRDS)A > UTI VHP Letdown Station (PRDS)A-letdown station (prds) a | UTI VHP Letdown Station (PRDS) | Inlet Temperature | degC | CV | [7 empty] | UTIL.UTI.LET-101 | in-service
United > Steam Network > Utility Unit > Utility Unit [UTI]A > Steam Distribution (Headers/PRDS)A > UTI VHP Letdown Station (PRDS)A-letdown station (prds) a | UTI VHP Letdown Station (PRDS) | Outlet Temperature | degC | CV | [7 empty] | UTIL.UTI.LET-101 | in-service
United > Steam Network > Utility Unit > Utility Unit [UTI]A > Steam Distribution (Headers/PRDS)A > UTI VHP Letdown Station (PRDS)A-letdown station (prds) a | UTI VHP Letdown Station (PRDS) | Valve Opening | percent | MV | [7 empty] | UTIL.UTI.LET-101 | in-service
United > Steam Network > Utility Unit > Utility Unit [UTI]A > Steam Distribution (Headers/PRDS)A > UTI VHP Letdown Station (PRDS)A-letdown station (prds) a | UTI VHP Letdown Station (PRDS) | Spray Water Flow | metric_ton/h | CV | [7 empty] | UTIL.UTI.LET-101 | in-service
United > Steam Network > Utility Unit > Utility Unit [UTI]A > Steam Distribution (Headers/PRDS)A > UTI VHP Letdown Station (PRDS)B-letdown station (prds) b | UTI VHP Letdown Station (PRDS) | Inlet Pressure | KG/CM2A | CV | [7 empty] | UTIL.UTI.LET-102 | in-service
United > Steam Network > Utility Unit > Utility Unit [UTI]A > Steam Distribution (Headers/PRDS)A > UTI VHP Letdown Station (PRDS)B-letdown station (prds) b | UTI VHP Letdown Station (PRDS) | Outlet Pressure | KG/CM2A | CV | [7 empty] | UTIL.UTI.LET-102 | in-service
United > Steam Network > Utility Unit > Utility Unit [UTI]A > Steam Distribution (Headers/PRDS)A > UTI VHP Letdown Station (PRDS)B-letdown station (prds) b | UTI VHP Letdown Station (PRDS) | Flow | metric_ton/h | CV | [7 empty] | UTIL.UTI.LET-102 | in-service
United > Steam Network > Utility Unit > Utility Unit [UTI]A > Steam Distribution (Headers/PRDS)A > UTI VHP Letdown Station (PRDS)B-letdown station (prds) b | UTI VHP Letdown Station (PRDS) | Inlet Temperature | degC | CV | [7 empty] | UTIL.UTI.LET-102 | in-service
United > Steam Network > Utility Unit > Utility Unit [UTI]A > Steam Distribution (Headers/PRDS)A > UTI VHP Letdown Station (PRDS)B-letdown station (prds) b | UTI VHP Letdown Station (PRDS) | Outlet Temperature | degC | CV | [7 empty] | UTIL.UTI.LET-102 | in-service
United > Steam Network > Utility Unit > Utility Unit [UTI]A > Steam Distribution (Headers/PRDS)A > UTI VHP Letdown Station (PRDS)B-letdown station (prds) b | UTI VHP Letdown Station (PRDS) | Valve Opening | percent | MV | [7 empty] | UTIL.UTI.LET-102 | in-service
United > Steam Network > Utility Unit > Utility Unit [UTI]A > Steam Distribution (Headers/PRDS)A > UTI VHP Letdown Station (PRDS)B-letdown station (prds) b | UTI VHP Letdown Station (PRDS) | Spray Water Flow | metric_ton/h | CV | [7 empty] | UTIL.UTI.LET-102 | in-service
United > Steam Network > Utility Unit > Utility Unit [UTI]A > Steam Distribution (Headers/PRDS)A > UTI HP-2 Letdown Station (PRDS)C-letdown station (prds) a | UTI HP-2 Letdown Station (PRDS) | Inlet Pressure | KG/CM2A | CV | [7 empty] | UTIL.UTI.LET-103 | in-service
United > Steam Network > Utility Unit > Utility Unit [UTI]A > Steam Distribution (Headers/PRDS)A > UTI HP-2 Letdown Station (PRDS)C-letdown station (prds) a | UTI HP-2 Letdown Station (PRDS) | Outlet Pressure | KG/CM2A | CV | [7 empty] | UTIL.UTI.LET-103 | in-service
United > Steam Network > Utility Unit > Utility Unit [UTI]A > Steam Distribution (Headers/PRDS)A > UTI HP-2 Letdown Station (PRDS)C-letdown station (prds) a | UTI HP-2 Letdown Station (PRDS) | Flow | metric_ton/h | CV | [7 empty] | UTIL.UTI.LET-103 | in-service
United > Steam Network > Utility Unit > Utility Unit [UTI]A > Steam Distribution (Headers/PRDS)A > UTI HP-2 Letdown Station (PRDS)C-letdown station (prds) a | UTI HP-2 Letdown Station (PRDS) | Inlet Temperature | degC | CV | [7 empty] | UTIL.UTI.LET-103 | in-service
United > Steam Network > Utility Unit > Utility Unit [UTI]A > Steam Distribution (Headers/PRDS)A > UTI HP-2 Letdown Station (PRDS)C-letdown station (prds) a | UTI HP-2 Letdown Station (PRDS) | Outlet Temperature | degC | CV | [7 empty] | UTIL.UTI.LET-103 | in-service
United > Steam Network > Utility Unit > Utility Unit [UTI]A > Steam Distribution (Headers/PRDS)A > UTI HP-2 Letdown Station (PRDS)C-letdown station (prds) a | UTI HP-2 Letdown Station (PRDS) | Valve Opening | percent | MV | [7 empty] | UTIL.UTI.LET-103 | in-service
United > Steam Network > Utility Unit > Utility Unit [UTI]A > Steam Distribution (Headers/PRDS)A > UTI HP-2 Letdown Station (PRDS)C-letdown station (prds) a | UTI HP-2 Letdown Station (PRDS) | Spray Water Flow | metric_ton/h | CV | [7 empty] | UTIL.UTI.LET-103 | in-service
United > Steam Network > Utility Unit > Utility Unit [UTI]A > Steam Distribution (Headers/PRDS)A > UTI MP-2 Letdown Station (PRDS)D-letdown station (prds) a | UTI MP-2 Letdown Station (PRDS) | Inlet Pressure | KG/CM2A | CV | [7 empty] | UTIL.UTI.LET-104 | in-service
United > Steam Network > Utility Unit > Utility Unit [UTI]A > Steam Distribution (Headers/PRDS)A > UTI MP-2 Letdown Station (PRDS)D-letdown station (prds) a | UTI MP-2 Letdown Station (PRDS) | Outlet Pressure | KG/CM2A | CV | [7 empty] | UTIL.UTI.LET-104 | in-service
United > Steam Network > Utility Unit > Utility Unit [UTI]A > Steam Distribution (Headers/PRDS)A > UTI MP-2 Letdown Station (PRDS)D-letdown station (prds) a | UTI MP-2 Letdown Station (PRDS) | Flow | metric_ton/h | CV | [7 empty] | UTIL.UTI.LET-104 | in-service
United > Steam Network > Utility Unit > Utility Unit [UTI]A > Steam Distribution (Headers/PRDS)A > UTI MP-2 Letdown Station (PRDS)D-letdown station (prds) a | UTI MP-2 Letdown Station (PRDS) | Inlet Temperature | degC | CV | [7 empty] | UTIL.UTI.LET-104 | in-service
United > Steam Network > Utility Unit > Utility Unit [UTI]A > Steam Distribution (Headers/PRDS)A > UTI MP-2 Letdown Station (PRDS)D-letdown station (prds) a | UTI MP-2 Letdown Station (PRDS) | Outlet Temperature | degC | CV | [7 empty] | UTIL.UTI.LET-104 | in-service
United > Steam Network > Utility Unit > Utility Unit [UTI]A > Steam Distribution (Headers/PRDS)A > UTI MP-2 Letdown Station (PRDS)D-letdown station (prds) a | UTI MP-2 Letdown Station (PRDS) | Valve Opening | percent | MV | [7 empty] | UTIL.UTI.LET-104 | in-service
United > Steam Network > Utility Unit > Utility Unit [UTI]A > Steam Distribution (Headers/PRDS)A > UTI MP-2 Letdown Station (PRDS)D-letdown station (prds) a | UTI MP-2 Letdown Station (PRDS) | Spray Water Flow | metric_ton/h | CV | [7 empty] | UTIL.UTI.LET-104 | in-service
United > Steam Network > Utility Unit > Utility Unit [UTI]A > Steam Distribution (Headers/PRDS)A > UTI MP-2 Letdown Station (PRDS)E-letdown station (prds) b | UTI MP-2 Letdown Station (PRDS) | Inlet Pressure | KG/CM2A | CV | [7 empty] | UTIL.UTI.LET-105 | in-service
United > Steam Network > Utility Unit > Utility Unit [UTI]A > Steam Distribution (Headers/PRDS)A > UTI MP-2 Letdown Station (PRDS)E-letdown station (prds) b | UTI MP-2 Letdown Station (PRDS) | Outlet Pressure | KG/CM2A | CV | [7 empty] | UTIL.UTI.LET-105 | in-service
United > Steam Network > Utility Unit > Utility Unit [UTI]A > Steam Distribution (Headers/PRDS)A > UTI MP-2 Letdown Station (PRDS)E-letdown station (prds) b | UTI MP-2 Letdown Station (PRDS) | Flow | metric_ton/h | CV | [7 empty] | UTIL.UTI.LET-105 | in-service
United > Steam Network > Utility Unit > Utility Unit [UTI]A > Steam Distribution (Headers/PRDS)A > UTI MP-2 Letdown Station (PRDS)E-letdown station (prds) b | UTI MP-2 Letdown Station (PRDS) | Inlet Temperature | degC | CV | [7 empty] | UTIL.UTI.LET-105 | in-service
United > Steam Network > Utility Unit > Utility Unit [UTI]A > Steam Distribution (Headers/PRDS)A > UTI MP-2 Letdown Station (PRDS)E-letdown station (prds) b | UTI MP-2 Letdown Station (PRDS) | Outlet Temperature | degC | CV | [7 empty] | UTIL.UTI.LET-105 | in-service
United > Steam Network > Utility Unit > Utility Unit [UTI]A > Steam Distribution (Headers/PRDS)A > UTI MP-2 Letdown Station (PRDS)E-letdown station (prds) b | UTI MP-2 Letdown Station (PRDS) | Valve Opening | percent | MV | [7 empty] | UTIL.UTI.LET-105 | in-service
United > Steam Network > Utility Unit > Utility Unit [UTI]A > Steam Distribution (Headers/PRDS)A > UTI MP-2 Letdown Station (PRDS)E-letdown station (prds) b | UTI MP-2 Letdown Station (PRDS) | Spray Water Flow | metric_ton/h | CV | [7 empty] | UTIL.UTI.LET-105 | in-service
United > Steam Network > Utility Unit > Utility Unit [UTI]A > Steam Distribution (Headers/PRDS)A > UTI MP-2 Letdown Station (PRDS)F-letdown station (prds) c | UTI MP-2 Letdown Station (PRDS) | Inlet Pressure | KG/CM2A | CV | [7 empty] | UTIL.UTI.LET-106 | in-service
United > Steam Network > Utility Unit > Utility Unit [UTI]A > Steam Distribution (Headers/PRDS)A > UTI MP-2 Letdown Station (PRDS)F-letdown station (prds) c | UTI MP-2 Letdown Station (PRDS) | Outlet Pressure | KG/CM2A | CV | [7 empty] | UTIL.UTI.LET-106 | in-service
United > Steam Network > Utility Unit > Utility Unit [UTI]A > Steam Distribution (Headers/PRDS)A > UTI MP-2 Letdown Station (PRDS)F-letdown station (prds) c | UTI MP-2 Letdown Station (PRDS) | Flow | metric_ton/h | CV | [7 empty] | UTIL.UTI.LET-106 | in-service
United > Steam Network > Utility Unit > Utility Unit [UTI]A > Steam Distribution (Headers/PRDS)A > UTI MP-2 Letdown Station (PRDS)F-letdown station (prds) c | UTI MP-2 Letdown Station (PRDS) | Inlet Temperature | degC | CV | [7 empty] | UTIL.UTI.LET-106 | in-service
United > Steam Network > Utility Unit > Utility Unit [UTI]A > Steam Distribution (Headers/PRDS)A > UTI MP-2 Letdown Station (PRDS)F-letdown station (prds) c | UTI MP-2 Letdown Station (PRDS) | Outlet Temperature | degC | CV | [7 empty] | UTIL.UTI.LET-106 | in-service
United > Steam Network > Utility Unit > Utility Unit [UTI]A > Steam Distribution (Headers/PRDS)A > UTI MP-2 Letdown Station (PRDS)F-letdown station (prds) c | UTI MP-2 Letdown Station (PRDS) | Valve Opening | percent | MV | [7 empty] | UTIL.UTI.LET-106 | in-service
United > Steam Network > Utility Unit > Utility Unit [UTI]A > Steam Distribution (Headers/PRDS)A > UTI MP-2 Letdown Station (PRDS)F-letdown station (prds) c | UTI MP-2 Letdown Station (PRDS) | Spray Water Flow | metric_ton/h | CV | [7 empty] | UTIL.UTI.LET-106 | in-service
United > Steam Network > Utility Unit > Utility Unit [UTI]A > Steam Distribution (Headers/PRDS)A > UTI MP-2 Letdown Station (PRDS)G-letdown station (prds) d | UTI MP-2 Letdown Station (PRDS) | Inlet Pressure | KG/CM2A | CV | [7 empty] | UTIL.UTI.LET-107 | in-service
United > Steam Network > Utility Unit > Utility Unit [UTI]A > Steam Distribution (Headers/PRDS)A > UTI MP-2 Letdown Station (PRDS)G-letdown station (prds) d | UTI MP-2 Letdown Station (PRDS) | Outlet Pressure | KG/CM2A | CV | [7 empty] | UTIL.UTI.LET-107 | in-service
United > Steam Network > Utility Unit > Utility Unit [UTI]A > Steam Distribution (Headers/PRDS)A > UTI MP-2 Letdown Station (PRDS)G-letdown station (prds) d | UTI MP-2 Letdown Station (PRDS) | Flow | metric_ton/h | CV | [7 empty] | UTIL.UTI.LET-107 | in-service
United > Steam Network > Utility Unit > Utility Unit [UTI]A > Steam Distribution (Headers/PRDS)A > UTI MP-2 Letdown Station (PRDS)G-letdown station (prds) d | UTI MP-2 Letdown Station (PRDS) | Inlet Temperature | degC | CV | [7 empty] | UTIL.UTI.LET-107 | in-service
United > Steam Network > Utility Unit > Utility Unit [UTI]A > Steam Distribution (Headers/PRDS)A > UTI MP-2 Letdown Station (PRDS)G-letdown station (prds) d | UTI MP-2 Letdown Station (PRDS) | Outlet Temperature | degC | CV | [7 empty] | UTIL.UTI.LET-107 | in-service
United > Steam Network > Utility Unit > Utility Unit [UTI]A > Steam Distribution (Headers/PRDS)A > UTI MP-2 Letdown Station (PRDS)G-letdown station (prds) d | UTI MP-2 Letdown Station (PRDS) | Valve Opening | percent | MV | [7 empty] | UTIL.UTI.LET-107 | in-service
United > Steam Network > Utility Unit > Utility Unit [UTI]A > Steam Distribution (Headers/PRDS)A > UTI MP-2 Letdown Station (PRDS)G-letdown station (prds) d | UTI MP-2 Letdown Station (PRDS) | Spray Water Flow | metric_ton/h | CV | [7 empty] | UTIL.UTI.LET-107 | in-service